## Spreadsheet
ItemNo | Qty | Unit | Mfr | Model | Category | Spec | Markup | Sell | SellTotal | List | Discount | Net | Weight | Net Freight | Net Install | Class | Case Cube | Spreadsheet Notes | Taxable | Units Per Case | Special
BH-1 | 1 | ea | T&S Brass | B-7132-U01WS7TC | HOSE REEL | NIKEC, BY GC AND AND AND |  | 0 | 0 | 0 |  | 0 | 0.00 | 0 | 0 | 77.5 | 0.0 |  | False | 1 | NIKEC, BY GC
BH-2 | 1 | ea | IMC Teddy | FT-1548-SGAS | Floor Trough | NIKEC, BY GC |  | 0 | 0 | 0 |  | 0 | 95.00 | 0 | 0 |  | 0.0 |  | False | 1 | NIKEC, BY GC
BH-3 | 3 | ea | Custom | NIKEC, BY OPERATOR | OFFICE DESK, CHAIR AND PC |  |  | 0 | 0 | 0 |  | 0 | 0.00 | 0 | 0 |  | 0.0 |  | False | 0
BH-4 | 16 | ea | Metro | MQ24XXG | SHELVING, STATIONARY | Each unit to consist of five shelves and four posts. Lengths as shown on plan. | 0.15 | 85.1287 | 1362.08 | 164.5 | 50/10 | 74.025 | 13.20 | 0 | 0 | 70 | 1.11 |  | False | 1
| 64 | ea | Metro | MX86P |  | Quick Ship - Polymer trilobal post (compatible with MetroMax® i, MetroMax® 4, MetroMax® Q), 86-3/16"H, for stationary use or with a dolly, adjustable leveling foot, grooved on 1" increments, corrosion proof all polymer construction with built in Microban® antimicrobial product protection | 15% | 43.9875 | 2815.36 | 85 | 50/10 | 38.25 | 2.50 | 0 | 0 | 70 | 0.15000 |  | False | 1
| 48 | ea | Metro | MQ24XXG |  | MetroMax Q™ Shelf, XX"W x 24"D, open grid polymer with Microban® antimicrobial product protection, epoxy coat steel frame, (4) wedge connectors, NSF | 15% | 85.1287 | 4086.24 | 164.5 | 50/10 | 74.025 | 13.20 | 0 | 0 | 70 | 1.11 |  | False | 1
BH-5 | 0 | ea | Food | OPEN NUMBER | OPEN NUMBER |  |  | 0 | 0 | 0 |  | 0 | 0.00 | 0 | 0 |  | 0.0 |  | False | 1
BH-6 | 2 | ea | By Vendor | NIKEC, BY VENDOR | BULK CO2 | NIKEC, BY OWNER/OPERATOR Bulk Co2 system |  | 0 | 0 | 0 |  | 0 | 0.00 | 0 | 0 |  | 0.0 |  | False | 0 | NIKEC, BY OWNER / OPERATOR
BH-7 | 10 | ea | Custom | NIKEC, BY OWNER, OPERATOR | LOCKERS | NIKEC, BY OWNER/OPERATOR |  | 0 | 0 | 0 |  | 0 | 0.00 | 0 | 0 |  | 0.0 |  | False | 0 | NIKEC, BY OWNER/OPERATOR
BH-8 | 2 | ea | Channel | CSR-156M | CAN RACK, MOBILE | Can Storage Rack, First In/First Out (FIFO), mobile, 25-1/2"W x 42-1/4"D x 88"H, front loading, holds (156) #10 cans, inclined angle can slides, welded aluminum construction, 5" swivel casters, NSF, Made in USA (published shipping weight does not reflect 50lb. pallet) | 0.15 | 2268.2025 | 4536.4 | 4383 | 50/10 | 1972.35 | 185.00 | 0 | 0 |  | 0.0 |  | False | 1
| 2 | ea | Channel | 5B |  | Caster Brakes, heavy duty (set of 2) | 15% | 35.19 | 70.38 | 68 | 50/10 | 30.6 | 0.00 | 0 | 0 |  | 0.0 |  | False | 1
BH-9 | 1 | ea | Penn Scale | 6400-24X24 | Receiving Scale | Remote Platform, 24" x 24" x 5", available in 100, 250, 500 & 1,000 lb. capacity, heavy duty for industrial use, positive overload protection on all corners, adjustable leveling feet, powder coat finish, mild steel, NTEP for 250, 500 & 1,000 capacities, Made in USA (contact factory for additional information) (BASE ONLY, DOES NOT INCLUDE INDICATOR) (contact factory for price) | 0.15 | 897 | 897 | 0 | =Net= | 780 | 85.00 | 0 | 0 | 70 | 0.0 |  | False | 1
| 1 |  |  |  |  | Base Mount Column with adjustable mount (contact factory for price) |  | 0 | 0 | 0 | =Net= | 0 | 0.00 | 0 | 0 | 70 | 0.0 |  | False | 1
BH-10 | 0 | ea | Food | OPEN NUMBER | OPEN NUMBER |  |  | 0 | 0 | 0 |  | 0 | 0.00 | 0 | 0 |  | 0.0 |  | False | 1
BH-11 | 0 | ea | Food | OPEN NUMBER | OPEN NUMBER |  |  | 0 | 0 | 0 |  | 0 | 0.00 | 0 | 0 |  | 0.0 |  | False | 1
BH-12 | 1 |  | Imperial Brown | CUSTOM/NSF | WALK-IN REFRIGERATOR / FREEZER COMPLEX | WALK-IN REFRIGERATOR/ FREEZER COMPLEX Unit shall be modular panel NSF No 7 construction Two (2) compartment unit, 9'-6" AFF overall height, length and width as shown on plan and described in Imperial Brown Quote 23-IB-89591.00 ITEM #BH-12 16' - 5/8" x 48' - 9 7/8" x 9' - 7 1/4" L-shaped indoor combo (no floors) Walls 7 section 4" urethane NSF wall panels [LDU400] Exterior finish: STUCCO GALVALUME — Interior finish: .040 SMOOTH WHITE ALUMINUM Connection to ceiling: CAMLOCK — Connection to floor: 4 1/4" HIGH DENSITY CAMLOCK SCREED — Ceiling caps: MOUNTED 4 section 4" urethane NSF wall panels [LDU400] Exterior finish: 22 GA. STAINLESS STEEL 304 #4 — Interior finish: .040 SMOOTH WHITE ALUMINUM Connection to ceiling: CAMLOCK — Connection to floor: 4 1/4" HIGH DENSITY CAMLOCK SCREED — Ceiling caps: MOUNTED 3 section 4" urethane NSF wall panels [LDU400] Exterior finish: .040 SMOOTH WHITE ALUMINUM — Interior finish: .040 SMOOTH WHITE ALUMINUM Connection to ceiling: CAMLOCK — Connection to floor: 4 1/4" HIGH DENSITY CAMLOCK SCREED — Ceiling caps: MOUNTED Ceilings 4 section 4" high density urethane NSF ceiling panels (10 #/sf. live load) [HDU400] Exterior finish: METAL — Interior finish: .040 SMOOTH WHITE ALUMINUM Doors 1 ea. 36" x 78" flush model G3 self-closing freezer swing door (LEFT hinge) FRAME: 4" high density urethane door section, 3-sided, 4-sided heat cable LEAF: 4" thick, 3-side lap, Magnetic gasket, 2 1/4" black neoprene sweep **LEAF WILL NOT BE RAISED UNLESS SPECIFIED OTHERWISE** HARDWARE: (3) W59 hinge, (1) 27C deadbolt handle, (1) 27C knob ins. Rel., (1) Kason 'PUSH' pad, (1) 1094 closer FINISH: 22 ga. stainless steel 304 #4 (ext.) / .040 smooth white aluminum (int.) / 24 ga. stainless steel 430 (magnetic) liners KICKPLATES: 36" high, .100 aluminum diamond tread (leaf & frame, ext. & int.) w/ 14 ga. hot rolled black steel backing for strip curtain w/ (1) ea. Modularm 75LC multi-monitor temperature alarm w/ IP-1 illuminated push button w/ (1) ea. Vapor proof light fixture base only for E26 LED lamp w/ concealed conduit w/ (1) ea. Kason 1832 heated air vent, SS (23W, 120V, .2A) w/ (1) ea. 14" x 14" heated (-20F) view window (50W, 120V, 0.42A) w/ (1) ea. 12 ga. smooth stainless steel 304 #2B threshold w/ Electrical components to be pre-wired 1 ea. 36" x 78" flush model G3 self-closing cooler swing door (LEFT hinge) FRAME: 4" high density urethane door section, 3-sided LEAF: 4" thick, 3-side lap, Magnetic gasket, 2 1/4" black neoprene sweep **LEAF WILL NOT BE RAISED UNLESS SPECIFIED OTHERWISE** HARDWARE: (3) W59 hinge, (1) 27C deadbolt handle, (1) 27C knob ins. Rel., (1) Kason 'PUSH' pad, (1) 1094 closer FINISH: 22 ga. stainless steel 304 #4 (ext.) / .040 smooth white aluminum (int.) / 24 ga. stainless steel 430 (magnetic) liners KICKPLATES: 36" high, .100 aluminum diamond tread (leaf & frame, ext. & int.) w/ 14 ga. hot rolled black steel backing for strip curtain w/ (1) ea. Modularm 75LC multi-monitor temperature alarm w/ IP-1 illuminated push button w/ (1) ea. Vapor proof light fixture base only for E26 LED lamp w/ concealed conduit w/ (1) ea. 14" x 14" non-heated view window w/ Electrical components to be pre-wired 1 ea. 36" x 78" flush model G3 self-closing cooler swing door (LEFT hinge) FRAME: 4" high density urethane door section, 3-sided LEAF: 4" thick, 3-side lap, Magnetic gasket, 2 1/4" black neoprene sweep **LEAF WILL NOT BE RAISED UNLESS SPECIFIED OTHERWISE** HARDWARE: (3) W59 hinge, (1) 27C deadbolt handle, (1) 27C knob ins. Rel., (1) Kason 'PUSH' pad, (1) 1094 closer FINISH: 22 ga. stainless steel 304 #4 (ext.) / .040 smooth white aluminum (int.) / 24 ga. stainless steel 430 (magnetic) liners KICKPLATES: 36" high, .100 aluminum diamond tread (leaf & frame, ext. & int.) w/ 14 ga. hot rolled black steel backing for strip curtain w/ (1) ea. Modularm 75LC multi-monitor temperature alarm w/ IP-1 illuminated push button w/ (1) ea. Vapor proof light fixture base only for E26 LED lamp w/ concealed conduit w/ (1) ea. 14" x 14" non-heated view window w/ Electrical components to be pre-wired 1 ea. 36" x 78" flush model G3 self-closing cooler swing door (RIGHT hinge) FRAME: 4" high density urethane door section, 3-sided LEAF: 4" thick, 3-side lap, Magnetic gasket, 2 1/4" black neoprene sweep **LEAF WILL NOT BE RAISED UNLESS SPECIFIED OTHERWISE** HARDWARE: (3) W59 hinge, (1) 27C deadbolt handle, (1) 27C knob ins. Rel., (1) Kason 'PUSH' pad, (1) 1094 closer FINISH: 22 ga. stainless steel 304 #4 (ext.) / .040 smooth white aluminum (int.) / 24 ga. stainless steel 430 (magnetic) liners KICKPLATES: 36" high, .100 aluminum diamond tread (leaf & frame, ext. & int.) w/ 14 ga. hot rolled black steel backing for strip curtain w/ (1) ea. Modularm 75LC multi-monitor temperature alarm w/ IP-1 illuminated push button w/ (1) ea. Vapor proof light fixture base only for E26 LED lamp w/ concealed conduit w/ (1) ea. 14" x 14" non-heated view window w/ Electrical components to be pre-wired Parts 10 ea. 4' LED light fixture #LED-440079 for cooler or freezer application (65W, 120-277V, 0.6- 0.3A) 3 each in larger cooler and freezer, 2 each in smaller coolers. (Fixture ships loose for field installation.) 1 ea. Low temp Chase Doors strip curtain for 36" x 78" net opening w/ 6" strips @ 33.00% overlap 3 ea. Normal temp Chase Doors strip curtain for 36" x 78" net opening w/ 6" strips @ 33.00% overlap 26 ea. IB cove base 6" x 96" x .080 smooth aluminum 31 lin.ft. 36" high wainscoting Fabricated out of .100 aluminum diamond tread. Cut and pre-drilled for field installation @ the exposed exterior 2 set Boston 2000 vinyl bumper rail assembly (black) Exposed exterior at 10" & 37" A.F.F. (ships loose) 31' - 9 7/8" rail, (12) end cap 3 ea. Vertical closure 6" x 96" x 22 ga. stainless steel 304 #4 flat vertical closure 6" x 48" x 22 ga. stainless steel 304 #4 flat vertical closure 1 ea. Vertical closure (2" x 4") x 96" x 22 ga. stainless steel 304 #4 outside corner vertical closure (2" x 4") x 48" x 22 ga. stainless steel 304 #4 outside corner vertical closure 1 set 22 ga. stainless steel 304 #4 removable ceiling closure Please Verify Closure Dimensions and Requirements Estimated Cavity Size = 1' - 6" (18") high x 44' - 1 7/8" (529 7/8") long KEC to verify all dimensions in field to accommodate installation of unit prior to fabrication. | 0.15 | 128856.35 | 128856.35 | 0 | =Net= | 112049 | 0.00 | 0 | 0 |  | 0.0 |  | False | 0
BH-13 | 1 |  | RDT | BEL0100 | EVAPORATOR COIL, -10F | EVAPORATOR COIL, -10F Evaporator coil shall be a pre-engineered and factory assembled unit. Furnish & install unit as shown on plans & per RDT Quote 2927911000. Coil shall be hung flush against the underside of walk-in ceiling and seal perimeter as required by code KEC shall verify location of Air Cooled Remote Condensing Unit specified under Item BH-69 & interconnect with evaporator coil as required Line run shall be verified by KEC KEC shall coordinate with RDT to ensure that system is installed complete with all necessary components and accessories, allowing system to operate at -10°F. Wrap drain line with heater cable and insulate. Drain line and heating cable shall be installed for continuous operation |  | 0 | 0 | 0 |  | 0 | 0.00 | 0 | 0 |  | 0.0 |  | False | 0 | Included in Item BH-69
BH-14 | 1 |  | RDT | BEL0105 | EVAPORATOR COIL, +35F | EVAPORATOR COIL, +35F Evaporator coil shall be a pre-engineered and factory assembled unit. Furnish & install unit as shown on plans & per RDT Quote 2927911000. Coil shall be hung flush against the underside of walk-in ceiling and seal perimeter as required by code KEC shall verify location of Air Cooled Remote Condensing Unit specified under Item BH-69 & interconnect with evaporator coil as required Line run shall be verified by KEC KEC shall coordinate with RDT to ensure that system is installed complete with all necessary components and accessories, allowing system to operate at +35°F |  | 0 | 0 | 0 |  | 0 | 0.00 | 0 | 0 |  | 0.0 |  | False | 0 | Included in Item BH-69
BH-15 | 1 |  | RDT | BEL0105 | EVAPORATOR COIL, +35F | EVAPORATOR COIL, +35F Evaporator coil shall be a pre-engineered and factory assembled unit. Furnish & install unit as shown on plans & per RDT Quote 2927911000. Coil shall be hung flush against the underside of walk-in ceiling and seal perimeter as required by code KEC shall verify location of Air Cooled Remote Condensing Unit specified under Item BH-69 & interconnect with evaporator coil as required Line run shall be verified by KEC KEC shall coordinate with RDT to ensure that system is installed complete with all necessary components and accessories, allowing system to operate at +35°F |  | 0 | 0 | 0 |  | 0 | 0.00 | 0 | 0 |  | 0.0 |  | False | 0 | Included in Item BH-69
BH-16 | 1 |  | RDT | BEL0105 | EVAPORATOR COIL, +35F | EVAPORATOR COIL, +35F Evaporator coil shall be a pre-engineered and factory assembled unit. Furnish & install unit as shown on plans & per RDT Quote 2927911000. Coil shall be hung flush against the underside of walk-in ceiling and seal perimeter as required by code KEC shall verify location of Air Cooled Remote Condensing Unit specified under Item BH-69 & interconnect with evaporator coil as required Line run shall be verified by KEC KEC shall coordinate with RDT to ensure that system is installed complete with all necessary components and accessories, allowing system to operate at +35°F |  | 0 | 0 | 0 |  | 0 | 0.00 | 0 | 0 |  | 0.0 |  | False | 0 | Included in Item BH-69
BH-17 | 29 | ea | Metro | MQ24XXG | SHELVING, MOBILE | Each unit to consist of four shelves, four posts, and four casters, two with brakes. Lengths as shown on plan. |  | 74.025 | 2146.87 | 164.5 | 50/10 | 74.025 | 13.20 | 0 | 0 | 70 | 1.11 |  | False | 1
| 116 | ea | Metro | MQ24XXG |  | MetroMax Q™ Shelf, XX"W x 24"D, open grid polymer with Microban® antimicrobial product protection, epoxy coat steel frame, (4) wedge connectors, NSF | 15% | 85.1287 | 9875.08 | 164.5 | 50/10 | 74.025 | 13.20 | 0 | 0 | 70 | 1.11 |  | False | 1
| 116 | ea | Metro | MX63UP |  | Polymer trilobal post (compatible with MetroMax i, MetroMax 4, MetroMax Q), 63"H, for use with stem casters, adjusts at 1" increments, corrosion proof construction with built in Microban® antimicrobial product protection | 15% | 35.4487 | 4112.2 | 68.5 | 50/10 | 30.825 | 1.80 | 0 | 0 | 70 | 0.11 |  | False | 1
| 58 | ea | Metro | 5MPX |  | Stem Caster, swivel, 5" diameter, 1-1/4" wide face, polyurethane wheel tread, 300 lb. capacity, NSF (donut bumpers included). For use with all MetroMax posts and shelves. | 15% | 40.1063 | 2326.38 | 77.5 | 50/10 | 34.875 | 2.25 | 0 | 0 | 70 | 0.07 |  | False | 1
| 58 | ea | Metro | 5MPBX |  | Stem Caster, brake, 5" diameter, 1-1/4" wide face, polyurethane wheel tread, 300 lb. capacity, NSF (donut bumpers included). For use with all MetroMax posts and shelves. | 15% | 44.2463 | 2566.5 | 85.5 | 50/10 | 38.475 | 2.50 | 0 | 0 | 70 | 0.07 |  | False | 1
BH-18 | 4 | ea | Metro | HP2248PD | DUNNAGE RACK | Metro Bow-Tie™ Dunnage Rack, 22" x 48" x 12"H, slotted, with separate polymer tie for joining racks, corrosion proof polymer construction, NSF | 0.15 | 212.6925 | 850.76 | 411 | 50/10 | 184.95 | 34.00 | 0 | 0 | 70 | 7.20000 |  | False | 1
BH-19 | 14 | ea | Channel | 406AC | PAN RACK | Bun Pan Rack, Economy, mobile, 20-1/2"W x 26"D x 64"H, front load, open sides, 3" spacing, capacity (18) 18" x 26" bun pans, welded aluminum construction, 5" swivel casters, NSF, Made in USA (published shipping weight does not reflect 50lb. pallet) | 0.15 | 307.395 | 4303.6 | 594 | 50/10 | 267.3 | 32.00 | 0 | 0 | 300 | 0.0 |  | False | 1
| 14 | st | Channel | /024 |  | Corner Bumpers (set of 4) | 15% | 77.1075 | 1079.54 | 149 | 50/10 | 67.05 | 0.25 | 0 | 0 | 300 | 0.0 |  | False | 4
| 14 | st | Channel | /011 |  | Caster Brakes (set of 2) | 15% | 23.805 | 333.34 | 46 | 50/10 | 20.7 | 0.50 | 0 | 0 | 300 | 0.0 |  | False | 2
BH-20 | 0 | ea | Food | OPEN NUMBER | OPEN NUMBER |  |  | 0 | 0 | 0 |  | 0 | 0.00 | 0 | 0 |  | 0.0 |  | False | 1
BH-21 | 0 | ea | Food | OPEN NUMBER | OPEN NUMBER |  |  | 0 | 0 | 0 |  | 0 | 0.00 | 0 | 0 |  | 0.0 |  | False | 1
BH-22 | 1 | ea | Advance Tabco | TKSS-308 | Work Table W/SINK | Work Table, 96"W x 30"D, 14 gauge 304 stainless steel top with 5"H backsplash, stainless steel legs with side & rear crossrails, adjustable stainless steel bullet feet, NSF | 0.15 | 2323.0575 | 2323.06 | 4489 | 50/10 | 2020.05 | 131.00 | 0 | 0 | 125 | 22.00000 |  | False | 1
| 1 | ft | Advance Tabco | TA-3 |  | Upgrade table understructure to stainless steel (per linear foot) | 15% | 40.8825 | 40.88 | 79 | 50/10 | 35.55 | 1.00 | 0 | 0 | 125 | 0.0 |  | False | 1
| 1 | ea | Advance Tabco | TA-31 |  | Side Splash, 5" high (each) | 15% | 125.235 | 125.24 | 242 | 50/10 | 108.9 | 4.00 | 0 | 0 | 125 | 0.0 |  | False | 1
| 1 | ea | Advance Tabco | TA-366A |  | Reinforced understructure under table top (maximum recommended load 75 lbs per sq. ft. evenly distributed weight) (each) | 15% | 241.155 | 241.16 | 466 | 50/10 | 209.7 | 5.00 | 0 | 0 | 125 | 0.0 |  | False | 1
| 1 |  |  |  |  | Weld-In sink - single bowl |  | 0 | 0 | 0 |  | 0 | 0.00 | 0 | 0 |  | 0.0 |  | False | 1
| 1 | ea | Advance Tabco | TA-11B |  | Sink Welded Into Table Top, 16"W x 20"D x 12" deep bowl, includes faucet, NSF (must specify sink location) | 15% | 1037.5875 | 1037.59 | 2005 | 50/10 | 902.25 | 33.00 | 0 | 0 | 70 | 0.0 |  | False | 1
| 1 | ea | Advance Tabco | K-50OMIT |  | To Delete Faucet | 15% | -12.42 | -12.42 | -24 | 50/10 | -10.8 | 0.00 | 0 | 0 | 77.5 | 0.0 |  | False | 1
| 1 | ea | Advance Tabco | K-15 |  | Lever Waste Drain, twist handle operated with built in overflow, fits 3-1/2" drain opening, 2" NPT & 1-1/2" IPS outlet connections | 15% | 165.6 | 165.6 | 320 | 50/10 | 144 | 4.00 | 0 | 0 | 77.5 | 0.0 |  | False | 1
| 1 | ea | Advance Tabco | K-4 |  | Support Bracket, for lever waste drain handle, (1) support required for each lever drain | 15% | 51.75 | 51.75 | 100 | 50/10 | 45 | 2.00 | 0 | 0 | 150 | 0.0 |  | False | 1
| 1 | ea | T&S Brass | B-0221-CR |  | Faucet, ceramic cartridges, deck mixing faucet, 12" swing nozzle | 15% | 174.5125 | 174.51 | 303.5 | 50 | 151.75 | 4.94 | 0 | 0 |  | 0.0 |  | False | 1
| 2 | ea | T&S Brass | B-WH4 |  | Wrist Action Handle | 15% | 25.8175 | 51.64 | 44.9 | 50 | 22.45 | 0.25 | 0 | 0 | 55 | 0.0 |  | False | 1
BH-23 | 2 | ea | Advance Tabco | WS-12-96-16 | Shelving, Wall Mounted | Shelf, wall-mounted, 96"W x 12"D, 1-5/8" bullnose front edge, 1-1/2"H rear up-turn, 16/304 satin finish stainless steel, NSF (units 84" & longer have (3) support brackets) | 0.15 | 466.785 | 933.58 | 902 | 50/10 | 405.9 | 28.00 | 0 | 0 | 100 | 10.00000 |  | False | 1
BH-24 | 2 | ea | Advance Tabco | TKSS-3010 | WORK TABLE | Work Table, 120"W x 30"D, 14 gauge 304 stainless steel top with 5"H backsplash, stainless steel legs with side & rear crossrails, adjustable stainless steel bullet feet, NSF | 0.15 | 2943.54 | 5887.08 | 5688 | 50/10 | 2559.6 | 276.00 | 0 | 0 | 125 | 43.00000 |  | False | 1
| 2 | ea | Advance Tabco | US-30-60 |  | Work Table Undershelf, for work tables 60"W x 30"D, 18 gauge stainless steel, NSF (actual shelf is 6" shorter than table width & depth) (suggested maximum load 300 pounds distributed weight) | 15% | 427.9725 | 855.94 | 827 | 50/10 | 372.15 | 32.00 | 0 | 0 | 85 | 2.00000 |  | False | 1
| 2 | ft | Advance Tabco | TA-9 |  | Rear splash, 1-1/2" high, for undershelves, (per linear foot) | 15% | 30.5325 | 61.06 | 59 | 50/10 | 26.55 | 0.00 | 0 | 0 | 125 | 0.0 |  | False | 1
| 2 |  |  |  |  | Weld-In sink - single bowl |  | 0 | 0 | 0 |  | 0 | 0.00 | 0 | 0 |  | 0.0 |  | False | 1
BH-25 | 7 | ea | Advance Tabco | WS-12-108-16 | SHELVING, WALL MOUNTED | Shelf, wall-mounted, 108"W x 12"D, 1-5/8" bullnose front edge, 1-1/2"H rear up-turn, 16/304 satin finish stainless steel, NSF (units 84" & longer have (3) support brackets) | 0.15 | 483.8625 | 3387.02 | 935 | 50/10 | 420.75 | 32.00 | 0 | 0 | 100 | 11.00000 |  | False | 1
BH-26 | 2 | ea | Advance Tabco | 94-82-40-36RL | TWO (2) COMPARTMENT SINK | Regaline Sink, 2-compartment, with left & right-hand drainboards, 28" front-to-back x 20"W sink compartment, 14" deep, with 11"H backsplash, stainless steel legs with adjustable left-to-right and front cross rails, 36" drainboards, 1" adjustable feet, 14 gauge 304 stainless steel, overall 36" F/B x 117" L/R, NSF | 0.15 | 5940.3825 | 11880.76 | 11479 | 50/10 | 5165.55 | 333.00 | 0 | 0 | 175 | 82.00000 |  | False | 1
| 2 |  |  |  |  | 12" spout |  | 0 | 0 | 0 |  | 0 | 0.00 | 0 | 0 |  | 0.0 |  | False | 1
| 2 | ea | Advance Tabco | K-112 |  | Faucet, heavy duty, 8" OC, splash mounted with 12" swing spout, lead free | 15% | 348.795 | 697.6 | 674 | 50/10 | 303.3 | 5.00 | 0 | 0 | 125 | 0.0 |  | False | 1
| 2 | ea | Advance Tabco | K-416-LU |  | Wrist Handles, for K-105, K-112, K-119, K-127, K-128, K-129, K-134, K-159, K-161, K-211 and K-1118 heavy duty faucets only | 15% | 142.3125 | 284.62 | 275 | 50/10 | 123.75 | 2.00 | 0 | 0 | 125 | 0.0 |  | False | 1
BH-27 | 8 | ea | Rubbermaid | FG263200GRAY | 32 GAL WASTE CONTAINER W/ DOLLY | NIKEC, BY OWNER/OPERATOR |  | 0 | 0 | 0 |  | 0 | 8.40 | 0 | 0 | 250 | 0.0 |  | False | 6 | NIKEC, BY OWNER/OPERATOR
| 8 | ea | Rubbermaid | FG264000BLA |  | BRUTE® Dolly, 18-1/4"D x 6-5/8"H, heavy duty 3" casters, 250 lb. capacity, for 2620, 2632, 2643, 2655 black |  | 0 | 0 | 0 |  | 0 | 5.70 | 0 | 0 | 250 | 0.0 |  | False | 2 | NIKEC, BY OWNER
BH-28 | 1 | ea | Hobart | FP150-1 | FOOD PROCESSOR | Food Processor - Unit Only, angled continuous feed design, full-size hopper, 14 lb per/min production cap., 420 rpm, stainless steel cutting surfaces, planetary gear transmission, triple safety interlocks, aluminum housing, rubber feet, 120/60/1, 1/2 HP, 4.8 amps, UL, NSF | 0.15 | 5465.145 | 5465.15 | 6789 | 30 | 4752.3 | 48.00 | 0 | 0 |  | 5.00000 |  | False | 1
| 1 | ea | Hobart | 15SLICE-1/8-SS |  | 1/8" Fine Slicing Plate (3mm), stainless steel | 15% | 460.46 | 460.46 | 572 | 30 | 400.4 | 2.00 | 0 | 0 |  | 1.00000 |  | False | 1
| 1 | ea | Hobart | 15SLICE-5/32-SS |  | 5/32" Slicing Plate (4mm), stainless steel | 15% | 460.46 | 460.46 | 572 | 30 | 400.4 | 1.00 | 0 | 0 |  | 1.00000 |  | False | 1
| 1 | ea | Hobart | 15SLICE-5/16-SS |  | 5/16" Slicing Plate (8mm), stainless steel | 15% | 460.46 | 460.46 | 572 | 30 | 400.4 | 2.00 | 0 | 0 |  | 1.00000 |  | False | 1
| 1 | ea | Hobart | 15SHRED-1/8-SS |  | 1/8" Shredder Plate (3mm), stainless steel | 15% | 485.415 | 485.42 | 603 | 30 | 422.1 | 2.00 | 0 | 0 |  | 1.00000 |  | False | 1
| 1 | ea | Hobart | 15SHRED-3/16-SS |  | 3/16" Shredder Plate (4.5mm), stainless steel | 15% | 485.415 | 485.42 | 603 | 30 | 422.1 | 2.00 | 0 | 0 |  | 1.00000 |  | False | 1
| 1 | ea | Hobart | DICEGRD-3/8 |  | 3/8" Dicer Plate (10mm) (for use with slicer 3-10mm, soft slicer 8-10mm) | 15% | 515.2 | 515.2 | 640 | 30 | 448 | 2.00 | 0 | 0 |  | 1.00000 |  | False | 1
| 2 | ea | Hobart | WALL-RACK |  | Wall-Rack - Holds 3 Plates | 15% | 94.99 | 189.98 | 118 | 30 | 82.6 | 0.00 | 0 | 0 |  | 0.0 |  | False | 1
BH-29 | 1 | ea | Hobart | HS7-1 | AUTOMATIC SLICER | Heavy Duty Meat Slicer, automatic, 13" CleanCut™ removable knife with removal tool, burnished finish, (3) stroke lengths, & (4) stroke speeds, removable meat grip assembly, removable ring guard cover, product fence, single action top mounted sharpener with Borazon™ stones, manual lift lever, 1/2 hp motor, 5.6amps, 120v/60hz/1-ph, NSF cETLus | 0.15 | 12653.795 | 12653.8 | 15719 | 30 | 11003.3 | 138.00 | 0 | 0 |  | 18.9 |  | False | 1
BH-30 | 0 | ea | Food | OPEN NUMBER | OPEN NUMBER |  |  | 0 | 0 | 0 |  | 0 | 0.00 | 0 | 0 |  | 0.0 |  | False | 1
BH-31 | 1 | ea | Advance Tabco | TKSS-3011 | WORK TABLE | Work Table, 132"W x 30"D, 14 gauge 304 stainless steel top with 5"H backsplash, stainless steel legs with side & rear crossrails, adjustable stainless steel bullet feet, NSF | 0.15 | 2738.61 | 2738.61 | 5292 | 50/10 | 2381.4 | 249.00 | 0 | 0 | 125 | 40.00000 |  | False | 1
| 1 | ea | Advance Tabco | TA-31 |  | Side Splash, 5" high (each) | 15% | 125.235 | 125.24 | 242 | 50/10 | 108.9 | 4.00 | 0 | 0 | 125 | 0.0 |  | False | 1
| 1 | ea | Advance Tabco | TA-366A |  | Reinforced understructure under table top (maximum recommended load 75 lbs per sq. ft. evenly distributed weight) (each) | 15% | 241.155 | 241.16 | 466 | 50/10 | 209.7 | 5.00 | 0 | 0 | 125 | 0.0 |  | False | 1
| 1 |  |  |  |  | Weld-In sink - single bowl |  | 0 | 0 | 0 |  | 0 | 0.00 | 0 | 0 |  | 0.0 |  | False | 1
| 1 | ea | Advance Tabco | US-30-60 |  | Work Table Undershelf, for work tables 60"W x 30"D, 18 gauge stainless steel, NSF (actual shelf is 6" shorter than table width & depth) (suggested maximum load 300 pounds distributed weight) | 15% | 427.9725 | 427.97 | 827 | 50/10 | 372.15 | 32.00 | 0 | 0 | 85 | 2.00000 |  | False | 1
| 1 | ea | Advance Tabco | TA-60 |  | Modification to reduce length and/or width of shelf, start with next largest size then add "TA-60" to model number |  | 0 | 0 | 0 |  | 0 | 0.00 | 0 | 0 | 125 | 0.0 |  | False | 1
| 1 | ft | Advance Tabco | TA-9 |  | Rear splash, 1-1/2" high, for undershelves, (per linear foot) | 15% | 30.5325 | 30.53 | 59 | 50/10 | 26.55 | 0.00 | 0 | 0 | 125 | 0.0 |  | False | 1
BH-32 | 2 | ea | Advance Tabco | TKSS-3011 | WORK TABLE W/ UTILITY SINK | Work Table, 132"W x 30"D, 14 gauge 304 stainless steel top with 5"H backsplash, stainless steel legs with side & rear crossrails, adjustable stainless steel bullet feet, NSF | 0.15 | 2943.54 | 5887.08 | 5688 | 50/10 | 2559.6 | 276.00 | 0 | 0 | 125 | 43.00000 |  | False | 1
| 2 | ea | Advance Tabco | US-30-60 |  | Work Table Undershelf, for work tables 60"W x 30"D, 18 gauge stainless steel, NSF (actual shelf is 6" shorter than table width & depth) (suggested maximum load 300 pounds distributed weight) | 15% | 427.9725 | 855.94 | 827 | 50/10 | 372.15 | 32.00 | 0 | 0 | 85 | 2.00000 |  | False | 1
| 2 | ft | Advance Tabco | TA-9 |  | Rear splash, 1-1/2" high, for undershelves, (per linear foot) | 15% | 30.5325 | 61.06 | 59 | 50/10 | 26.55 | 0.00 | 0 | 0 | 125 | 0.0 |  | False | 1
| 12 | ft | Advance Tabco | TA-3 |  | Upgrade table understructure to stainless steel (per linear foot) | 15% | 40.8825 | 490.56 | 79 | 50/10 | 35.55 | 1.00 | 0 | 0 | 125 | 0.0 |  | False | 1
| 12 | ea | Advance Tabco | TA-366A |  | Reinforced understructure under table top (maximum recommended load 75 lbs per sq. ft. evenly distributed weight) (each) | 15% | 241.155 | 2893.92 | 466 | 50/10 | 209.7 | 5.00 | 0 | 0 | 125 | 0.0 |  | False | 1
| 2 |  |  |  |  | Weld-In sink - single bowl |  | 0 | 0 | 0 |  | 0 | 0.00 | 0 | 0 |  | 0.0 |  | False | 1
| 12 | ea | Advance Tabco | TA-11B |  | Sink Welded Into Table Top, 16"W x 20"D x 12" deep bowl, includes faucet, NSF (must specify sink location) | 15% | 1037.5875 | 12451.08 | 2005 | 50/10 | 902.25 | 33.00 | 0 | 0 | 70 | 0.0 |  | False | 1
| 12 | ea | Advance Tabco | K-50OMIT |  | To Delete Faucet | 15% | -12.42 | -149.04 | -24 | 50/10 | -10.8 | 0.00 | 0 | 0 | 77.5 | 0.0 |  | False | 1
| 12 | ea | Advance Tabco | K-15 |  | Lever Waste Drain, twist handle operated with built in overflow, fits 3-1/2" drain opening, 2" NPT & 1-1/2" IPS outlet connections | 15% | 165.6 | 1987.2 | 320 | 50/10 | 144 | 4.00 | 0 | 0 | 77.5 | 0.0 |  | False | 1
| 12 | ea | Advance Tabco | K-4 |  | Support Bracket, for lever waste drain handle, (1) support required for each lever drain | 15% | 51.75 | 621 | 100 | 50/10 | 45 | 2.00 | 0 | 0 | 150 | 0.0 |  | False | 1
| 12 | ea | T&S Brass | B-0221-CR |  | Faucet, ceramic cartridges, deck mixing faucet, 12" swing nozzle | 15% | 174.5125 | 2094.12 | 303.5 | 50 | 151.75 | 4.94 | 0 | 0 |  | 0.0 |  | False | 1
| 24 | ea | T&S Brass | B-WH4 |  | Wrist Action Handle | 15% | 25.8175 | 619.68 | 44.9 | 50 | 22.45 | 0.25 | 0 | 0 | 55 | 0.0 |  | False | 1
BH-33 | 12 | ea | Advance Tabco | WS-12-60-16 | SHELVING, WALL MOUNTED | Shelf, wall-mounted, 60"W x 12"D, 1-5/8" bullnose front edge, 1-1/2"H rear up-turn, 16/304 satin finish stainless steel, NSF (units 84" & longer have (3) support brackets) | 0.15 | 556.83 | 6681.96 | 1076 | 50/10 | 484.2 | 42.00 | 0 | 0 | 100 | 13.00000 |  | False | 1
BH-34 | 1 | ea | Hobart | HCM62-1 | FOOD PROCESSOR, BENCHTOP / COUNTERTOP | Food Processor, 6 qt. bowl design, 1725/3450 rpm, stainless steel bowl, see-thru cover with gasket, bowl-scraper & lid wipe, COOLCUTTER™ knives, 2-speed direct drive motor, triple safety interlocks, anodized aluminum base, 208-240/60/3, 2 hp, 8' cord with plug | 0.15 | 5800.83 | 5800.83 | 7206 | 30 | 5044.2 | 63.00 | 0 | 0 |  | 4.00000 |  | False | 1
| 1 |  |  |  |  | Standard warranty - 1-Year parts, labor & travel time during normal working hours within the USA |  | 0 | 0 | 0 |  | 0 | 0.00 | 0 | 0 |  | 0.0 |  | False | 1
BH-35 | 1 | ea | Advance Tabco | MT-GL-303 | EQUIPMENT STAND, FOR MIXER / SLICER | Equipment Stand, 36"W x 30"D x 24"H, 14/304 stainless steel top, galvanized adjustable undershelf & legs, adjustable plastic bullet feet, NSF | 0.15 | 852.3225 | 852.32 | 1647 | 50/10 | 741.15 | 68.00 | 0 | 0 | 125 | 4.00000 |  | False | 1
| 1 | st | Advance Tabco | TA-25 |  | Casters, 5", swivel, with rubber wheels (set of 4) (2 with brakes) | 15% | 307.395 | 307.4 | 594 | 50/10 | 267.3 | 10.00 | 0 | 0 | 125 | 0.0 |  | False | 1
BH-36 | 1 | ea | Hobart | 84186-1 | ELECTRIC FOOD CUTTER | Food Cutter with #12 attachment hub, 18" diameter stainless steel bowl 20 RPM, double stainless steel knives 1725 RPM, bowl cover with safety interlock, push/pull on/off switch, one-piece burnished aluminum housing, 3" legs, 115v/60/1-ph, 1 HP, 6' cord with plug | 0.15 | 13939.38 | 13939.38 | 17316 | 30 | 12121.2 | 185.00 | 0 | 0 |  | 15.00000 |  | False | 1
| 1 |  |  |  |  | Standard warranty - 1-Year parts, labor & travel time during normal working hours within the USA |  | 0 | 0 | 0 |  | 0 | 0.00 | 0 | 0 |  | 0.0 |  | False | 1
BH-37 | 1 | ea | Advance Tabco | MX-GL-300 | EQUIPMENT STAND, FOR MIXER / SLICER | Equipment Stand, with utensil rack, 30"W x 30"D x 24"H, 14/304 stainless steel top, galvanized adjustable undershelf & legs, adjustable plastic bullet feet, NSF | 0.15 | 1371.8925 | 1371.89 | 2651 | 50/10 | 1192.95 | 70.00 | 0 | 0 | 125 | 4.00000 |  | False | 1
| 1 | st | Advance Tabco | TA-25 |  | Casters, 5", swivel, with rubber wheels (set of 4) (2 with brakes) | 15% | 307.395 | 307.4 | 594 | 50/10 | 267.3 | 10.00 | 0 | 0 | 125 | 0.0 |  | False | 1
BH-38 | 1 | ea | Hobart | HL200-1STD | 20 QT BENCH MIXER | 100-120/50/60/1; Bench type mixer; with bowl, beater, whip & spiral dough arm, US/EXP configuration - Legacy Planetary Mixer, Bench, 20 quart, (3) fixed speeds plus stir speed, gear-driven transmission, 15-minute SmartTimer™, #12 taper hub, manual bowl lift, stainless steel bowl, aluminum "B" beater, stainless steel "D" wire whip, aluminum "ED" spiral dough arm, stainless steel bowl guard, 1/2 hp, cord with plug | 0.15 | 8330.945 | 8330.95 | 10349 | 30 | 7244.3 | 280.00 | 0 | 0 |  | 0.0 |  | False | 1
BH-39 | 0 | ea | Food | OPEN NUMBER | OPEN NUMBER |  |  | 0 | 0 | 0 |  | 0 | 0.00 | 0 | 0 |  | 0.0 |  | False | 1
BH-40 | 0 | ea | Food | OPEN NUMBER | OPEN NUMBER |  |  | 0 | 0 | 0 |  | 0 | 0.00 | 0 | 0 |  | 0.0 |  | False | 1
BH-41 | 0 | ea | Food | OPEN NUMBER | OPEN NUMBER |  |  | 0 | 0 | 0 |  | 0 | 0.00 | 0 | 0 |  | 0.0 |  | False | 1
BH-42 | 0 | ea | Food | OPEN NUMBER | OPEN NUMBER |  |  | 0 | 0 | 0 |  | 0 | 0.00 | 0 | 0 |  | 0.0 |  | False | 1
BH-43 | 4 | ea | Advance Tabco | 7-PS-80 | HAND SINK WITH SOAP & TOWEL DISPENSER | Hand Sink, wall mounted, 14" wide x 10" front-to-back x 5" deep bowl, 20 gauge 304 stainless steel, splash mounted faucet, lever drain with overflow, P-trap, soap & towel dispenser, wall bracket, NSF, cCSAus | 0.15 | 1188.18 | 4752.72 | 2296 | 50/10 | 1033.2 | 32.00 | 0 | 0 | 100 | 10.00000 |  | False | 1
| 4 | ea | Advance Tabco | K-08 |  | Low-flow aerator 0.5gpm, fits 55/64-27 male or 15/16-27 female thread on spout, conforms to California AB 1953 | 15% | 25.875 | 103.52 | 50 | 50/10 | 22.5 | 1.00 | 0 | 0 | 77.5 | 0.0 |  | False | 1
BH-44 | 4 | ea | Rubbermaid | 2026695 | 13 GAL WASTE CONTAINER | NIKEC, BY OWNER/OPERATOR |  | 0 | 0 | 0 |  | 0 | 7.68 | 0 | 0 | 125 | 0.0 |  | False | 4 | NIKEC, BY OWNER/OPERATOR
BH-45 | 1 | ea | Edlund | 203/115V | CAN OPENER | Can Opener, electric, 2-speed (slower speed is ideal for opening smaller cans), recommended usage is up to 75 cans per day, 115v/60/1-ph | 0.15 | 914.25 | 914.25 | 1590 | 50 | 795 | 14.00 | 0 | 0 | 77 | 0.0 |  | False | 3
| 1 |  |  |  |  | 1 year limited warranty, standard |  | 0 | 0 | 0 |  | 0 | 0.00 | 0 | 0 |  | 0.0 |  | False | 1
BH-46 | 32 | ea | Food | DETAIL S50 | CORNER GUARD | NIKEC, BY GC. Custom Fabricated Constructed and equipped in accordance with the Plan and Detail S50 5'-6" (1050mm) long unit installed per Plan KEC to provide shop drawing for approval |  | 0 | 0 | 0 |  | 0 | 0.00 | 0 | 0 |  | 0.0 |  | False | 1 | NIKEC, BY GC
BH-47 | 1 |  | Accurex | XXEW-268.00-S | EXHAUST VENTILATOR | Grease-X-TractorTM Filter Canopy Hood, Wall Style, Exhaust Only with Single Wall Front Provide Accurex Exhaust Hood Model XXEW as shown on plans and in accordance with the following specification: Kitchen Ventilation hood(s) shall be of the Type I, exhaust only wall canopy suitable for all types of cooking applications. The hood(s) shall be U.L. 710 Listed without a fire damper (with optional) for 400°F, 600°F, or 700°F rated cooking appliances. Please visit www.ul.com for U.L. 710 listing for performance and size options. Make-up air shall be independently provided. The hood(s) exterior shall be constructed of a minimum of 18 gauge 400 series stainless steel (300 series optional). The hood(s) shall be constructed using the standing seam method for optimum strength and with a Performance Enhancing Lip (PEL) to improve capture efficiency by turning air back into the hood. An integral 3-inch air space is provided to meet NFPA® 96 clearance requirements against limited combustible walls. Integral 3-inch air space may be omitted for non-combustible construction. All seams, joints and penetrations of the hood enclosure shall be welded and/or liquid tight. Lighter material gauges, alternate material types and finishes are not acceptable. All unexposed interior surfaces shall be constructed of a minimum 18-gauge corrosion resistant steel including, but not limited to ducts, plenum, and brackets. The hood(s) shall include a filter housing constructed of the same material as the hood. The Grease-X-Tractor high efficiency stainless steel filters shall be U.L. 1046 Classified and NSF Certified as manufactured by Accurex, in sufficient number and size to ensure optimum performance. Grease-X-Tractor filters shall direct the exhaust airflow through individual cyclone chambers, utilizing centrifugal impingement grease extraction technology. The filter housing shall terminate in a pitched, full length grease trough which shall drain into a removable grease container. These filters shall have a grease removal efficiency of 69% at 8 microns (51% from 3-10 microns) and static pressure drop of 0.7-0.8 inWC. Vapor proof, U.L. Listed incandescent (recessed, fluorescent and LED optional, restrictions apply) light fixtures shall be pre-wired to a junction box located at the top of the hood for field connection. Wiring shall conform to the requirements of the NFPA® 70. The canopy hood(s) shall be constructed by Accurex. They shall be built in accordance with the NFPA® 96, IMC, UMC, and bear the NSF Seal of Approval. The hood manufacturer shall provide, on request, the necessary data that confirms compliance with the code authorities listed above. Due to continuous research Accurex reserves the right to change specifications without notice. | 0.15 | 24691.903 | 24691.9 | 0 | =Net= | 21471.22 | 0.00 | 0 | 0 |  | 0.0 |  | False | 0
BH-48 | 1 | ea | Ansul | R-102 UTILITY CAB | FIRE SUPPRESSION SYSTEM | Remote utility cabinet-mounted wet chemical type system shall provide surface and duct protection for items of cooking equipment located beneath the Ventilator, Item BH-47, in accordance with all applicable codes, regulations and provisions of NFPA 17A and 96. All system piping and fitting shall be concealed where possible. Automatic and manual activation, along with means for simultaneous automatic shutting down of protected cooking equipment upon activation of system to be included. All exposed piping to be stainless steel or chrome plated. Fusible link detection system shall be built into ventilator sections by ventilator manufacturer. All exposed fusible links are to be recessed into top of hoods with no visible conduit. Provision shall be made for manual actuation by readily accessible and plainly marked remote octagonal manual fire pull release station in each cooking area, located no less than 54" and no more than 78" above floor & a minimum of 10'-0" from cooking surface. System sized in accordance with new UL 300 test standards. System shall be furnished and installed by authorized Ansul distributor in accordance with manufacturer’s instructions and in accordance with UL listings and shall conform to NFPA Pamphlet 96 and local and/or state codes and standards. This shall include mounting of system units, remote manual releases, nozzles, actuating devices and running of all pipe and control tubing appurtenant to systems. Exhaust system shall be protected against fire by installation of automatic fire extinguishing system. Unit shall be stored pressure type, of sufficient capacity as determined by published standards to provide high concentration of liquid agent in plenum areas and duct collars. Liquid agent to be stored in containers equipped with pressure gauge to verify operational readiness. Nozzles located in plenum and ductwork shall be capable of functioning with heavy accumulation of grease. Micro switches for electrical equipment shut off and/or actuation of fire alarm system shall be furnished as part of the fire extinguishing system by the Kitchen Equipment Contractor. The Electrical Contractor shall furnish and install shunt trip breakers for electrically operated cooking equipment as required to interface with micro switches furnished by the authorized distributor of the fire extinguishing system. The Electrical Contractor is to interface with the building alarm system and/or the fire command station and the micro switches as specified by others. The authorized fire extinguishing system installer is to verify the quantity of micro switches required and furnish same. All access openings, holes, sleeves, chases, etc. in building structure necessary to permit piping and control tubing to be run between system unit, ventilator, and ductwork are to be provided by the General Contractor. Provision shall be made to shut off the gas and electric supply to all cooking equipment upon actuation of the system. System to be UL listed. Ansulex storage container to be ICC approved. Layout approved prior to installation by authority having jurisdiction. The Building Alarm System Contractor is to furnish and install control relay to detect operation of the system by connection to the microswitches supplied by the Fire Extinguishing System Contractor. The Electrical Contractor is to furnish and install the necessary wiring required for the systems as specified. Fire Extinguishing System Installer is to provide all necessary microswitches for interfacing with gas valve and/or shunt trip breakers as installed by the Plumbing Contractor and Electrical Contractor respectively to shut down all cooking equipment in the event of a fire. System shall be inter-wired with shunt-trip breaker and electric/gas shut-off valve serving items of cooking equipment beneath the ventilator to provide power and fuel shut-off in the event of system actuation. Remote octagonal fire pull station located at 4'-0" above finished floor and minimum of 10'-0" from cooking surface. Installation, field inspection and specification shall be performed by a factory authorized Ansul agency. | 0.15 | 13337.7805 | 13337.78 | 2500 | =Net= | 11598.07 | 0.00 | 0 | 0 |  | 0.0 |  | False | 1
BH-49 | 1 | ea | Accurex | XKC-DCV-SR-11-2-1-0 | VENTILATION DEMAND CONTROL | The Accurex Vari-Flow Control system shall be a UL listed outlet center which shall standardly consist of a NEMA-1 Stainless Steel Enclosure within a Stainless Steel Utility Cabinet, Programmable Logic Controller (PLC), User Interface (keypad with LCD display or touchscreen), temperature sensors and Variable Frequency Drives (VFD’s). The PLC shall be capable of controlling multiple exhaust and supply fans via VFD or analog signals. The user interface shall be either a keypad or touchscreen provided in accordance with the following specifications. Keypad: The user interface shall be a membrane keypad with a graphic overlay and LCD display consisting of, but not limited to, a Lights On/Off button, Fan On/Off button, and Fan 100% button. The control interface shall also include a temperature interlock indicator and system fault indicator light. • In the event of the failure consisting of, but not limited to temperature sensor(s), VFD(s) and fire, the red system fault indicator on the control interface will flash until the failure is corrected. Or Touch Screen: The user interface shall be a touch screen with independent fan and light control, live system monitoring dashboard, trending, fan scheduling, fan and light naming capabilities, and balancing pages for ease of proper kitchen balancing. • In the event of the failure consisting of, but not limited to temperature sensor(s), VFD(s) and fire, the touch screen will automatically go to a fault page, which will describe the current fault. The fault will remain until the failure is corrected. The Vari-Flow sequence of operation shall utilize resistive type temperature sensors that are mounted in the capture tank of the hood to monitor exhaust air temperatures. Temperature sensors shall be made of stainless steel and shall be installed in a UL approved coupling. Fluctuation of exhaust temperature caused by cooking load shall be sensed by the temperature sensor and conveyed to the controller. The controller shall fully modulate the speed of the fans via the VFD or analog signal, from maximum speed down to a minimum speed to be determined by building test and balance. The system shall be capable of serving as an IMC 507.2.1.1 compliant auto start-up control to automatically start the fans during cooking operations (temperature set point 95°F, adjustable). VFD(s) or analog signal(s) shall allow modulation of the fans based on the exhaust air temperature sensed by the temperature sensors. It must have a fully modulating turndown of up to 50% of maximum speed. Upon pressing the Fan 100% button, exhaust fan speeds shall go to maximum speed for 10 minutes (adjustable), or until the Fan 100% button is pressed again, which shall return the system to full temperature control. Variable drives shall be Yaskawa brand (or equivalent) mounted in the utility cabinet. Drives provide thermal overload protection to fans and eliminate the need for magnetic starters for 3 phase motors. To ensure proper building pressurization, the supply fans shall respond to changes in the exhaust fans speeds. The speed of the associated supply fan(s) is determined by the weighted average of the exhaust fans. In a fire condition, the control panel shall be capable of forcing the exhaust to maximum speed, shutdown of supply air, and shutdown of lights regardless of current fan speeds via integration with a fire system. Vari-Flow Controls are also standardly provided with a remote enable, fire system interface, and shunt trip breaker control. Optional features may include, but are not limited to: • Building Management System Interface o BACnet IP o BACnet MSTP o LONworks o Modbus • Space Static Pressure Transducer • Air Proving • Gas Reset • High Temperature Alarm • Wash Interface Due to continuous research Accurex reserves the right to change specifications without notice. | 0.15 | 3364.1985 | 3364.2 | 0 | =Net= | 2925.39 | 0.00 | 0 | 0 |  | 0.0 |  | False | 0
BH-50 | 0 | ea | Food | OPEN NUMBER | OPEN NUMBER |  |  | 0 | 0 | 0 |  | 0 | 0.00 | 0 | 0 |  | 0.0 |  | False | 1
BH-51 | 0 | ea | Food | OPEN NUMBER | OPEN NUMBER |  |  | 0 | 0 | 0 |  | 0 | 0.00 | 0 | 0 |  | 0.0 |  | False | 1
BH-52 | 2 | ea | RATIONAL | B629206.19E202 | COMBI OVEN, STACKED | (CMP 62NG) CombiMaster® Plus, Combi Oven/Steamer, natural gas, (6) 18" x 26" full size sheet or (12) 12" x 20" full size hotel pan capacity, mode selector control, 100 cooking programs, automatic cleaning, LED display, 5-speed programmable fan, core temperature probe, hand shower with automatic retracting system, interface USB,(3) grid shelves, hinging rack 2-5/8", 208v/60/1-ph, 7’cord, 106,000 BTU (dual voltage: retrofitable to 240v/60/1-ph, 106,000 BTU), cCSAus, NSF, ENERGY STAR® |  | 0 | 0 | 0 | 30/15 | 0 | 0.00 | 0 | 0 |  | 0.0 |  | False | 0
| 2 | ea | RATIONAL | B629206.19E202 |  | (CMP 62NG) CombiMaster® Plus, Combi Oven/Steamer, natural gas, (6) 18" x 26" full size sheet or (12) 12" x 20" full size hotel pan capacity, mode selector control, 100 cooking programs, automatic cleaning, LED display, 5-speed programmable fan, core temperature probe, hand shower with automatic retracting system, interface USB,(3) grid shelves, hinging rack 2-5/8", 208v/60/1-ph, 7’cord, 106,000 BTU (dual voltage: retrofitable to 240v/60/1-ph, 106,000 BTU), cCSAus, NSF, ENERGY STAR® | 15% | 13206.025 | 26412.06 | 19300 | 30/15 | 11483.5 | 402.50 | 0 | 0 | 85 | 0.0 |  | False | 1
| 2 |  |  |  |  | NOTE: All discounts subject to approval by manufacturer |  | 0 | 0 | 0 |  | 0 | 0.00 | 0 | 0 |  | 0.0 |  | False | 1
| 2 |  |  |  |  | 2 years parts and labor, 5 years steam generator warranty |  | 0 | 0 | 0 |  | 0 | 0.00 | 0 | 0 |  | 0.0 |  | False | 1
| 4 | ea | RATIONAL | CAP |  | Chef Assistance Program, a RATIONAL certified Chef conducts 4 hours/location specialized application training with personnel, no charge |  | 0 | 0 | 0 |  | 0 | 0.00 | 0 | 0 | 85 | 0.0 |  | False | 1
| 4 | ea | RATIONAL | 8720.1560US |  | (QUICK SHIP) Installation Kit, for gas SCC WE/CMP 101G (120/60/1ph); gas SCC WE/CMP 62G (208-240/60/1ph); gas SCC WE/CMP 61G (120/60/1ph) THIS ITEM IS NON-DISCOUNTABLE, USA ONLY (NET) | 15% | 657.8 | 2631.2 | 623 | =Net= | 572 | 27.00 | 0 | 0 | 85 | 0.0 |  | False | 1
| 2 |  |  |  |  | Free Water Testing Kits are available (contact factory for info) |  | 0 | 0 | 0 |  | 0 | 0.00 | 0 | 0 |  | 0.0 |  | False | 1
| 1 | ea | RATIONAL | 60.74.156 |  | Combi-Duo Stacking kit, bottom unit 62 gas, open kit, mobile, top unit 62 electric or gas | 15% | 3296.475 | 3296.48 | 4095 | 30 | 2866.5 | 0.00 | 0 | 0 |  | 0.0 |  | False | 1
| 4 | ea | RATIONAL | 60.72.591 |  | Condensation Breaker, accelerates the expulsion of steam and other vapors from the vent pipe up into exhaust hoods, stainless steel, for model 61, 101 and 62 | 15% | 235.06 | 940.24 | 292 | 30 | 204.4 | 1.50 | 0 | 0 | 85 | 0.0 |  | False | 1
| 2 | ea | RATIONAL | 1900.1150US |  | Water Filtration Double Cartridge System, for full-size Combi-Duos or if used for more than (2) units, includes: (1) double head with pressure gauge, (2) R95-CL filter & (1) filter installation kit (for each additional unit add (1) additional head & additional cartridge. Maximum (4) cartridges) | 15% | 1452.22 | 2904.44 | 1804 | 30 | 1262.8 | 0.00 | 0 | 0 |  | 0.0 |  | False | 1
| 2 |  |  |  |  | NOTE: The RATIONAL Water Filtration Systems helps provide consistent high quality water to your RATIONAL SelfCooking Center or your CombiMaster Plus. The patented carbon block technology reduces the effects of sediment, chloramines and chlorine while providing the required flow rates |  | 0 | 0 | 0 |  | 0 | 0.00 | 0 | 0 |  | 0.0 |  | False | 1
BH-53 | 2 | ea | Everpure | EV979722 | Water Filtration System | KleenSteam II Twin System, 20,000 gallon capacity, 5.0 gpm flow rate, total system for steamers prevents limescale formation, (2) 7CB5 carbon filters, (1) SS-10 scale inhibitor Cartridge, dip tube, (2) 2.2 lbs. canisters ScaleKleen® (EV979722) | 0.15 | 903.9 | 1807.8 | 1572 | 50 | 786 | 28.00 | 0 | 0 | 70 | 0.0 |  | False | 1
| 2 |  |  |  |  | This system requires (2) cartridges. |  | 0 | 0 | 0 |  | 0 | 0.00 | 0 | 0 |  | 0.0 |  | False | 1
| 2 | ea | Everpure | EV961811 |  | 7CB5 Water Filter Cartridge, 7CB5 Cartridge, (1) 7CB5 cartridge, reduces sediment, chlorine, taste & odor, 10,000 gallons, 2.5 gpm, 5.0 micron, NSF 42 (EV961811) | 15% | 104.5925 | 209.18 | 181.9 | 50 | 90.95 | 5.00 | 0 | 0 | 70 | 0.0 |  | False | 1
| 2 | ea | Everpure | EV979902 |  | SS-10 ScaleStick Water Filter Cartridge, SS-10 ScaleStick, (12) SS-10 ScaleStick cartridges, HydroBlend compound inhibits scale, 0.1-6.0 gpm (EV979902) | 15% | 82.11 | 164.22 | 142.8 | 50 | 71.4 | 0.42 | 0 | 0 | 70 | 0.0 |  | False | 12
BH-54 | 1 | ea | Blodgett (Middleby) | DFG-200 DBL | Convection Oven, Gas | Convection Oven, gas, double-deck, bakery depth, capacity (5) 18" x 26" pans per compartment, (SSD) solid state digital controls, 2-speed fan, interior light, simultaneous operated doors with glass, stainless steel front, sides & top, 6" stainless steel legs, flue connector, (2) 1/2 HP, 60,000 BTU each, cETL, NSF | 0.15 | 35334.325 | 35334.33 | 61451 | 50 | 30725.5 | 1130.00 | 0 | 0 | 92.5 | 98.00000 |  | False | 1
| 1 |  |  |  |  | 3 year parts, 2 year labor and 2 additional year door warranty (parts only), standard |  | 0 | 0 | 0 |  | 0 | 0.00 | 0 | 0 |  | 0.0 |  | False | 1
| 1 |  |  |  |  | Natural gas |  | 0 | 0 | 0 |  | 0 | 0.00 | 0 | 0 |  | 0.0 |  | False | 1
| 2 |  |  |  |  | 115v/60/1-ph, 6.0 amps, 1/2 hp, 3-wire with ground, NEMA 5-15P (per deck), standard |  | 0 | 0 | 0 |  | 0 | 0.00 | 0 | 0 |  | 0.0 |  | False | 1
| 1 | ea | Blodgett (Middleby) | SSD |  | Top Oven: Solid State digital with Pulse Plus® and Cook & Hold, standard |  | 0 | 0 | 0 |  | 0 | 0.00 | 0 | 0 |  | 0.0 |  | False | 1
| 1 | ea | Blodgett (Middleby) | SSD |  | Bottom Oven: Solid State digital with Pulse Plus® and Cook & Hold, standard |  | 0 | 0 | 0 |  | 0 | 0.00 | 0 | 0 |  | 0.0 |  | False | 1
| 1 |  |  |  |  | Draft diverter or Draft hood must be selected below |  | 0 | 0 | 0 |  | 0 | 0.00 | 0 | 0 |  | 0.0 |  | False | 1
| 1 | st |  |  |  | 6" plate casters (set) | 15% | 517.5 | 517.5 | 900 | 50 | 450 | 0.00 | 0 | 0 |  | 0.0 |  | False | 1
| 1 |  |  |  |  | NOTE: DO NOT deduct cost of standard legs |  | 0 | 0 | 0 |  | 0 | 0.00 | 0 | 0 |  | 0.0 |  | False | 1
BH-55 | 1 | ea | Cleveland | KGL60T | KETTLE, STEAM JACKETED, 60 GAL | Kettle, gas, tilting, 60-gallon capacity, 2/3 steam jacket design, with floor mounted control console supports, 304 stainless steel construction, flanged feet, 50 psi rating, electronic spark ignition, cover & draw-off optional, 190,000 BTU | 0.15 | 36785.97 | 36785.97 | 71084 | 50/10 | 31987.8 | 600.00 | 0 | 0 | 85 | 0.0 |  | False | 1
| 1 |  |  |  |  | 1-year parts & labor warranty, standard |  | 0 | 0 | 0 |  | 0 | 0.00 | 0 | 0 |  | 0.0 |  | False | 1
| 1 |  |  |  |  | Performance start-up included at customer request after equipment is installed (Free Water Quality Check included) (contact Cleveland Sales Representative for details) |  | 0 | 0 | 0 |  | 0 | 0.00 | 0 | 0 |  | 0.0 |  | False | 1
| 1 |  |  |  |  | Natural Gas |  | 0 | 0 | 0 |  | 0 | 0.00 | 0 | 0 |  | 0.0 |  | False | 1
| 1 |  |  |  |  | 120v/60/1-ph, 10.0 amps, electronic spark ignition, cord & plug for controls, standard |  | 0 | 0 | 0 |  | 0 | 0.00 | 0 | 0 |  | 0.0 |  | False | 1
| 1 |  |  |  |  | Standard controls, temperature control dial, LED ON indicator light, main power switch with standard and high power setting, standard |  | 0 | 0 | 0 |  | 0 | 0.00 | 0 | 0 |  | 0.0 |  | False | 1
| 1 | ea | Cleveland | TD2 |  | 2" tangent draw-off valve with strainer | 15% | 1569.5775 | 1569.58 | 3033 | 50/10 | 1364.85 | 0.00 | 0 | 0 | 85 | 0.0 |  | False | 1
| 1 | ea | Cleveland | DPK10 |  | Double Pantry Faucet, with swing spout & mounting bracket for tilting kettles | 15% | 779.355 | 779.36 | 1506 | 50/10 | 677.7 | 0.00 | 0 | 0 | 85 | 0.0 |  | False | 1
BH-56 | 1 | ea | Cleveland | SGL40T1 | TILTING SKILLET, 40 GAL | PowerPan™ Tilting Skillet, gas, 40-gallon capacity, bead blasted cooking surface, 10° tilt cooking feature, with easy manual hand tilt, spring-assisted cover with vent, gallon & liter markings, stainless steel construction with open leg frame, 200,000 BTU, CE, NSF | 0.15 | 26957.61 | 26957.61 | 52092 | 50/10 | 23441.4 | 610.00 | 0 | 0 | 100 | 0.0 |  | False | 1
| 1 |  |  |  |  | 1-year parts & labor warranty, standard |  | 0 | 0 | 0 |  | 0 | 0.00 | 0 | 0 |  | 0.0 |  | False | 1
| 1 |  |  |  |  | Performance start-up included at customer request after equipment is installed (Free Water Quality Check included) (contact Cleveland Sales Representative for details) |  | 0 | 0 | 0 |  | 0 | 0.00 | 0 | 0 |  | 0.0 |  | False | 1
| 1 |  |  |  |  | Natural Gas |  | 0 | 0 | 0 |  | 0 | 0.00 | 0 | 0 |  | 0.0 |  | False | 1
| 1 |  |  |  |  | 120v/60/1-ph, 1.4 amps, NEMA 5-15P, standard |  | 0 | 0 | 0 |  | 0 | 0.00 | 0 | 0 |  | 0.0 |  | False | 1
| 1 |  |  |  |  | Standard controls, temperature control dial, LED ON indicator light, main power switch with standard and high power setting, standard |  | 0 | 0 | 0 |  | 0 | 0.00 | 0 | 0 |  | 0.0 |  | False | 1
| 1 | ea | Cleveland | PCS |  | Pan Carrier, for floor models | 15% | 861.12 | 861.12 | 1664 | 50/10 | 748.8 | 10.00 | 0 | 0 | 85 | 0.0 |  | False | 1
| 1 | ea | Cleveland | DPK13 |  | Double Pantry Faucet, with 3/4" swing spout & mounting bracket, for T1 skillets, mounts on right side of unit (add 4.5" to width) (for SEL/SGL models) | 15% | 668.61 | 668.61 | 1292 | 50/10 | 581.4 | 7.00 | 0 | 0 | 85 | 0.0 |  | False | 1
| 1 | ea | Cleveland | FSSK |  | Food Strainer, 30 & 40 gallon, for braising pans, standard |  | 0 | 0 | 0 |  | 0 | 0.00 | 0 | 0 |  | 0.0 |  | False | 1
BH-57 | 1 | ea | Advance Tabco | FTG-2430 | FLOOR TROUGH, 24" X 30" | Floor Trough, 30"W x 24"D x 4" deep, 14 gauge 304 stainless steel, includes stainless steel subway grating constructed from 3/16" x 1" bars, removable stainless steel strainer basket, 4" O.D. waste pipe 3"L, pitched towards waste, NSF | 0.15 | 2530.0575 | 2530.06 | 4889 | 50/10 | 2200.05 | 81.00 | 0 | 0 | 70 | 0.0 |  | True | 1
BH-58 | 1 | ea | Vulcan | V4B36B | HD RANGE, 36", 4 OPEN BURNERS | V Series Heavy Duty Range, gas, 36", (4) 35,000 BTU open burners, cast iron grates, cabinet base, stainless steel front, front top ledge, sides, base, burner box & stub back, 140,000 BTU, 6" adjustable legs, CSA, NSF | 0.15 | 12468.3 | 12468.3 | 21684 | 50 | 10842 | 380.00 | 0 | 0 | 85 | 0.0 |  | False | 1
| 1 |  |  |  |  | 1 year limited parts & labor warranty, standard |  | 0 | 0 | 0 |  | 0 | 0.00 | 0 | 0 |  | 0.0 |  | False | 1
| 1 |  |  |  |  | Natural gas (specify elevation if over 2,000 ft.) |  | 0 | 0 | 0 |  | 0 | 0.00 | 0 | 0 |  | 0.0 |  | False | 1
| 1 |  |  |  |  | NOTE: A regulator must be used on this equipment |  | 0 | 0 | 0 |  | 0 | 0.00 | 0 | 0 |  | 0.0 |  | False | 1
| 1 |  |  |  |  | 1-1/4" rear gas connection, standard |  | 0 | 0 | 0 |  | 0 | 0.00 | 0 | 0 |  | 0.0 |  | False | 1
| 1 |  |  |  |  | Rear gas connection: cap & cover, both ends |  | 0 | 0 | 0 |  | 0 | 0.00 | 0 | 0 |  | 0.0 |  | False | 1
| 1 | st | Vulcan | CASTERS-RR4 |  | Casters, 5" (set of 4) (2 with locks) | 15% | 733.125 | 733.13 | 1275 | 50 | 637.5 | 10.00 | 0 | 0 | 85 | 0.0 |  | False | 1
| 1 |  | Vulcan | 11/4QDH 4FT |  | 1-1/4" dia. x 4' flex hose & quick disconnect with restraining device | 15% | 1882.55 | 1882.55 | 3274 | 50 | 1637 | 12.00 | 0 | 0 | 85 | 0.0 |  | False | 1
BH-59 | 0 | ea | Food | OPEN NUMBER | OPEN NUMBER |  |  | 0 | 0 | 0 |  | 0 | 0.00 | 0 | 0 |  | 0.0 |  | False | 1
BH-60 | 0 | ea | Food | OPEN NUMBER | OPEN NUMBER |  |  | 0 | 0 | 0 |  | 0 | 0.00 | 0 | 0 |  | 0.0 |  | False | 1
BH-61 | 1 | ea | Advance Tabco | SS-306 | MOBILE WORK TABLE W/ OVERSHELF | Work Table, 72"W x 30"D, 14 gauge 304 stainless steel top, 18 gauge adjustable stainless steel undershelf, stainless steel legs & adjustable bullet feet, NSF | 0.15 | 1561.815 | 1561.82 | 3018 | 50/10 | 1358.1 | 142.00 | 0 | 0 | 70 | 13.00000 |  | False | 1
| 1 |  |  |  |  | 12" wide |  | 0 | 0 | 0 |  | 0 | 0.00 | 0 | 0 |  | 0.0 |  | False | 1
| 1 | ea | Advance Tabco | TS-12-72 |  | Overshelf, table mounted, single, 72"W x 12"D, 18 gauge 430 stainless steel, chrome post, NSF | 15% | 621 | 621 | 1200 | 50/10 | 540 | 22.00 | 0 | 0 | 70 | 4.00000 |  | False | 1
| 1 |  |  |  |  | Center of table shelf location |  | 0 | 0 | 0 |  | 0 | 0.00 | 0 | 0 |  | 0.0 |  | False | 1
| 1 | ft | Advance Tabco | TA-99 |  | 16 gauge 304 stainless steel wall & overshelf upgrade, (per linear foot) | 15% | 18.1125 | 18.11 | 35 | 50/10 | 15.75 | 0.50 | 0 | 0 | 77.5 | 0.0 |  | False | 1
| 1 | ea | Advance Tabco | TA-100A |  | Bullnose all sides of overshelf | 15% | 74.52 | 74.52 | 144 | 50/10 | 64.8 | 0.00 | 0 | 0 | 77.5 | 0.0 |  | False | 1
| 1 | st | Advance Tabco | TA-255 |  | Casters, expanding adapter, for 1-5/8" dia. O.D. tube/table legs, 400 lb capacity per caster, set of (4) (2 with brakes) | 15% | 409.3425 | 409.34 | 791 | 50/10 | 355.95 | 15.00 | 0 | 0 | 70 | 0.0 |  | False | 1
BH-62 | 1 | ea | Advance Tabco | SS-307 | WORK TABLE W/ UTILITY SINK | Work Table, 84"W x 30"D, 14 gauge 304 stainless steel top, 18 gauge adjustable stainless steel undershelf, stainless steel legs & adjustable bullet feet, NSF | 0.15 | 2118.1275 | 2118.13 | 4093 | 50/10 | 1841.85 | 165.00 | 0 | 0 | 125 | 16.00000 |  | False | 1
| 1 | ft | Advance Tabco | TA-3 |  | Upgrade table understructure to stainless steel (per linear foot) | 15% | 40.8825 | 40.88 | 79 | 50/10 | 35.55 | 1.00 | 0 | 0 | 125 | 0.0 |  | False | 1
| 1 | ea | Advance Tabco | TA-366A |  | Reinforced understructure under table top (maximum recommended load 75 lbs per sq. ft. evenly distributed weight) (each) | 15% | 241.155 | 241.16 | 466 | 50/10 | 209.7 | 5.00 | 0 | 0 | 125 | 0.0 |  | False | 1
| 1 | ea | Advance Tabco | TA-48 |  | 12" x 12" cut out for plumbing in back panel or undershelf | 15% | 174.3975 | 174.4 | 337 | 50/10 | 151.65 | 0.00 | 0 | 0 | 125 | 0.0 |  | False | 1
| 1 |  |  |  |  | Weld-In sink - single bowl |  | 0 | 0 | 0 |  | 0 | 0.00 | 0 | 0 |  | 0.0 |  | False | 1
| 1 | ea | Advance Tabco | TA-11V |  | Sink Welded Into Table Top, 16"W x 20"D x 14" deep bowl, includes faucet, NSF (must specify sink location) | 15% | 1207.3275 | 1207.33 | 2333 | 50/10 | 1049.85 | 33.00 | 0 | 0 | 70 | 0.0 |  | False | 1
| 1 | ea | Advance Tabco | K-50OMIT |  | To Delete Faucet | 15% | -12.42 | -12.42 | -24 | 50/10 | -10.8 | 0.00 | 0 | 0 | 77.5 | 0.0 |  | False | 1
| 1 | ea | Advance Tabco | K-15 |  | Lever Waste Drain, twist handle operated with built in overflow, fits 3-1/2" drain opening, 2" NPT & 1-1/2" IPS outlet connections | 15% | 165.6 | 165.6 | 320 | 50/10 | 144 | 4.00 | 0 | 0 | 77.5 | 0.0 |  | False | 1
| 1 | ea | Advance Tabco | K-4 |  | Support Bracket, for lever waste drain handle, (1) support required for each lever drain | 15% | 51.75 | 51.75 | 100 | 50/10 | 45 | 2.00 | 0 | 0 | 150 | 0.0 |  | False | 1
| 1 | ea | Advance Tabco | K-5 |  | Drain, twist operated, 2" NPT & 1-1/2" IPS outlet connections | 15% | 113.85 | 113.85 | 220 | 50/10 | 99 | 3.00 | 0 | 0 | 77.5 | 0.0 |  | False | 1
| 1 | ea | Advance Tabco | K-4 |  | Support Bracket, for lever waste drain handle, (1) support required for each lever drain | 15% | 51.75 | 51.75 | 100 | 50/10 | 45 | 2.00 | 0 | 0 | 150 | 0.0 |  | False | 1
| 1 | ea | T&S Brass | B-0221-CR |  | Faucet, ceramic cartridges, deck mixing faucet, 12" swing nozzle | 15% | 174.5125 | 174.51 | 303.5 | 50 | 151.75 | 4.94 | 0 | 0 |  | 0.0 |  | False | 1
| 2 | ea | T&S Brass | B-WH4 |  | Wrist Action Handle | 15% | 25.8175 | 51.64 | 44.9 | 50 | 22.45 | 0.25 | 0 | 0 | 55 | 0.0 |  | False | 1
BH-63 | 1 | ea | Advance Tabco | SC-48 | POT RACK, ceiling mounted | Pot Rack, ceiling hung, triple bar design, 48"W x 22"D, constructed of 1/4" x 2" stainless steel, includes: (12) plated double pot hooks & 24" plated hanging chains | 0.15 | 1194.39 | 1194.39 | 2308 | 50/10 | 1038.6 | 48.00 | 0 | 0 | 175 | 6.00000 |  | False | 1
| 1 | ea | Advance Tabco | TA-86 |  | Pot Hook, stainless steel (each) | 15% | 17.595 | 17.6 | 34 | 50/10 | 15.3 | 1.00 | 0 | 0 | 125 | 0.0 |  | False | 1
| 1 | pk | Advance Tabco | TA-89 |  | Pot Hooks, plated, double sided (package of 4) | 15% | 47.0925 | 47.09 | 91 | 50/10 | 40.95 | 1.00 | 0 | 0 | 125 | 0.0 |  | False | 1
BH-64 | 1 | ea | Hoshizaki | B-1650SS | ICE BIN | Ice Bin, 60"W, hinged bottom door & top view windows, 1605-lb ice storage capacity, for top-mounted ice maker, stainless steel construction, universal top included, stainless steel legs, protected with H-GUARD Plus Antimicrobial Agent, ETL, ETL-Sanitation | 0.15 | 5356.125 | 5356.13 | 10350 | 50/10 | 4657.5 | 375.00 | 0 | 0 | 92.5 | 0.0 |  | False | 1
| 1 |  |  |  |  | Warranty: 5-Year parts & labor for bin |  | 0 | 0 | 0 |  | 0 | 0.00 | 0 | 0 |  | 0.0 |  | False | 1
| 1 | kt | Hoshizaki | HS-5397 |  | Top kit, for use with IM-500 mounted to B-1150, B-1300, B-1500, or B-1650 bin | 15% | 155.25 | 155.25 | 300 | 50/10 | 135 | 0.00 | 0 | 0 | 92.5 | 0.0 |  | False | 1
BH-65 | 1 | ea | Hoshizaki | KM-1301SAJ | Ice Maker, Cube-Style | Ice Maker, Cube-Style, 48"W, air-cooled, self-contained condenser, production capacity up to 1365 lb/24 hours at 70°/50° (1301 lb AHRI certified at 90°/70°), crescent cube style, stainless steel exterior, R-404A refrigerant, 208-230v/60/1-ph, 12.4 amps, NSF, UL | 0.15 | 8606.025 | 8606.03 | 16630 | 50/10 | 7483.5 | 340.00 | 0 | 0 | 92.5 | 0.0 |  | True | 1
| 1 |  |  |  |  | Warranty: 3-Year parts & labor on entire machine |  | 0 | 0 | 0 |  | 0 | 0.00 | 0 | 0 |  | 0.0 |  | True | 1
| 1 |  |  |  |  | Warranty: 5-Year parts & labor on evaporator |  | 0 | 0 | 0 |  | 0 | 0.00 | 0 | 0 |  | 0.0 |  | True | 1
| 1 |  |  |  |  | Warranty: 5-Year parts on compressor & air-cooled condenser |  | 0 | 0 | 0 |  | 0 | 0.00 | 0 | 0 |  | 0.0 |  | True | 1
BH-66 | 1 | ea | Everpure | EV932523 | WATER FILTER ASSEMBLY, ICE MAKER | Insurice®Triple PF-i4000² System, with prefilter, 36,000 gallon capacity, 5 gpm flow rate, 0.5-micron precoat filtration (3) i4000² cartridges, pressure gauge, flushing valve | 0.15 | 1030.4 | 1030.4 | 1792 | 50 | 896 | 23.00 | 0 | 0 |  | 0.0 |  | False | 1
| 3 | ea | Everpure | EV961232 |  | Everpure® i4000² Replacement Cartridge, 12,000 gallon capacity, 1.67 gpm flow rate, 0.5-micron rating, chlorine taste & odor reduction, scale inhibitor, cyst reduction 35-100° F temperature, 10-125 PSI non-shock required, ANSI, NSF | 15% | 121.4975 | 364.5 | 211.3 | 50 | 105.65 | 3.00 | 0 | 0 |  | 0.0 |  | False | 1
| 1 | ea | Everpure | EV953426 |  | Everpure® EC210 Prefilter Cartridge, fits most 20” drop-in housings, 10 micron rating for high sediment areas (6 each per case) | 15% | 11.8852 | 11.89 | 20.67 | 50 | 10.335 | 0.83 | 0 | 0 |  | 0.0 |  | False | 6
BH-67 | 1 | ea | Advance Tabco | FTG-1260 | FLOOR TROUGH, 12" X 60" | Floor Trough, 60"W x 12"D x 4" deep, 14 gauge 304 stainless steel, includes stainless steel subway grating constructed from 3/16" x 1" bars, removable stainless steel strainer basket, 4" O.D. waste pipe 3"L, pitched towards waste, NSF | 0.15 | 3100.86 | 3100.86 | 5992 | 50/10 | 2696.4 | 106.00 | 0 | 0 | 70 | 8.00000 |  | False | 1
BH-68 | 1 | ea | Cambro | ICS125L401 | MOBILE ICE CADDY | SlidingLid™ Ice Caddy, mobile, 29-1/4"H, 125 lb. capacity, lid slides back & under, polyethylene body with foam insulation, molded in handles, recessed front drain faucet, no assembly required, (4) 5" casters (2 fixed, 2 swivel, 1 with brake), slate blue, NSF | 0.15 | 813.625 | 813.63 | 1415 | 50 | 707.5 | 61.00 | 0 | 0 |  | 13.33000 |  | False | 1
BH-69 | 1 |  | RDT | ZS2-04Z-CT3-AEC | OUTDOOR AIR COOLED PACKAGE REFRIGERATION SYSTEM | Outdoor rack system sized & shaped as shown on plan and described in RDT Quote / Drawing #2927911000 Multi circuited, multi compressor, outdoor air cooled. The refrigeration package shall be a pre-engineered and factory-assembled unit, trade name “Eco-Cool.” Size, shape an engineering details per RDT Engineering Drawing #21511 as manufactured by Refrigeration Design Technologies (RDT), 1808 FM Road 66, P.O. Box 622, Waxahachie, Texas 75168. Phone: (972) 937-3215; Fax: (972) 937-0970. 1. Air - Cooled Refrigeration System The RDT UL Listed "Air-Cooled" Refrigeration system shall be housed in a weather protected compact galvanized steel frame. The entire housing shall be brushed stainless steel. The exterior of the housing shall feature stainless steel one piece louvers. The condenser shall be designed for 10 degrees to 20 degrees TD and constructed of aluminum fin copper tube. Condenser fan motors shall be mounted within the enclosure. Suction line is insulated with ¾” Armaflex. Condensing unit shall contain scroll, hermetic, semi-hermetic, and/ or discus type compressor(s) assembled to operate with the refrigerant specified for both medium and low temperature applications. The refrigeration unit shall be equipped with the following components: --Electronic control for compressor capacity and staging --Lifting Points shall be integrated into the framing components --Receiver with fusible plug or relief valve --Large Capacity, Oversize Receiver for Remote Condensing Unit Operation --Rotolock Service Valves on compressor and receiver connections --Adjustable High and Low Pressure Switches --High Pressure Super Hose Connection for pressure switches --Liquid Sight Glass Standard --Filter Drier and Suction Line Filter Standard --Oil Control System (Where Required) --Head Pressure Regulator for low ambient conditions (Where Required) --Oil Separator (Where Required) --Oil Reservoir (Where Required) --Suction Accumulator (Where Required) --Heated or Insulated receivers for low ambient conditions 2. Pre-Piping All refrigerant lines shall be extended outside of the housing in a neat and orderly manner. All tubing shall be securely supported and anchored with non-corrosive coated clamps. All joints must be brazed not soldered. All piping and controls shall be factory pressure-tested with dry nitrogen. 3. Evaporator Coils A. Evaporator coils shall be direct expansion type fabricated of copper tubes with aluminum fins. B. All evaporators shall be provided with factory-mounted solenoid valve, thermostatic or electrical expansion valve and temperature sensor. C. Thermostat control is provided with a built in defrost timer for air or electric heated defrost. D. Pressure Regulator (Where Required) 4. Control Panel U.L.-Listed and Labeled pre-wired control panel complete with circuit breakers, contactors wired for single point power connection. Fusible disconnect where required. General Information Contractors shall verify all dimensions onsite and coordinate with other trades. General contractor shall prepare the platform, curbed openings and weatherproofing the unit after installation. Refrigeration Contractor All copper tubing to be refrigerant grade. A.C.R. or type "L. B􀀃 razing should be used for all refrigerant piping. Silver solder or soft solder is not acceptable. All piping to be pressure tested with nitrogen at 300 psi. After the condensing unit and coil have been connected the balance of the system shall be leak tested with the valves open at 200 psi. The complete system shall be evacuated with a vacuum pump. Each unit should be charged tested and adjusted to assure operation. Refrigeration contractor should provide and install the drain-line heater in freezer. Heater shall be connected by electrical contractor. Electrical Contractor Electrical contractor to provide power for refrigeration package and connect control and defrost system as called for in the wiring diagram. Electrical contractor to connect drain-line heater in the freezer. All electrical wiring and installation shall be in accordance with the wiring diagram and local codes. Seal all penetrations through the walk-in units with foam. Plumbing Contractor Plumbing contractor to provide copper drain lines for walk-in refrigerator and freezer, pitched 1/4" per foot of run. Plumbing contractor to fit condensate drain lines with sweat union. Trap drain-line outside of refrigerated space to avoid entrance of warm, moist air. Plumbing contractor to provide individual drain-line for each evaporator unless other arrangements made. All plumbing installation shall be in accordance with local codes. | 0.15 | 53493.3425 | 53493.34 | 0 | =Net= | 46515.95 | 0.00 | 0 | 0 |  | 0.0 |  | False | 0
BH-70 | 1 | ea | Advance Tabco | 9-OPC-84DR-300 | MOP SINK CABINET | Cabinet with Mop Sink, 50-3/8"W x 22-3/4"D x 84"H O.A., double hinged doors, right side mop sink 20"W x 16"D front to back x 12" deep (drain included), storage for mop bucket to roll in on left, (2) mop holders, (4) fixed intermediate shelves (3 on left, 1 on right above sink), slotted side panels for ventilation, 16/304 series stainless steel sink bowl, 18/304 series sink bowl apron, 18/300 series stainless steel cabinet, NSF | 0.15 | 7445.79 | 7445.79 | 14388 | 50/10 | 6474.6 | 390.00 | 0 | 0 | 175 | 72.00000 |  | False | 1
| 1 | ea | Advance Tabco | K-240 |  | Service Sink Faucet, wall mount, 8" OC, 6-1/2" spout, with hose thread & pail hook, vacuum breaker spout, wall braced, chrome-plated brass | 15% | 499.905 | 499.91 | 966 | 50/10 | 434.7 | 9.00 | 0 | 0 | 125 | 0.0 |  | False | 1
BH-71 | 1 | ea | UNKNOWN | NIKEC, BY OWNER | MOP BUCKET | NIKEC, BY OPERATOR SMALLWARES MOP BUCKET |  | 0 | 0 | 0 |  | 0 | 0.00 | 0 | 0 | 150 | 0.0 |  | False | 1 | NIKEC, BY OPERATOR SMALLWARES
BH-72 | 3 | ea | VENDOR | NIKEC, BY VENDOR | SODA SYSTEM - BIB | NIKEC, BY VENDOR Soda System - Complete BIB system w/ syrup rack and carbonator. By Soda vendor; One (1) one tier, One (2) two tier, undercounter |  | 0 | 0 | 0 |  | 0 | 0.00 | 0 | 0 |  | 0.0 |  | False | 0 | NIKEC, BY VENDOR
BH-73 | 1 | ea | Everpure | COLDRINK 4-4FC | Water Filtration System, for Fountain / Beverage Machines | Coldrink Water Filtration System, Coldrink 4-4FC, (1) EC110 Prefilter, (4) 4FC Fibredyne® carbon block cartridges, reduces sediment, chlorine, taste & odor, cyst, turbidity, 60,000 gallons capacity, 10 gpm, 0.2 micron, inlet water shut-off valve, outlet pressure gauge, flush valve, 3/4" inlet/outlet connections, NSF 42 & 53 (EV932844) | 0.15 | 1275.35 | 1275.35 | 2218 | 50 | 1109 | 35.00 | 0 | 0 | 70 | 0.0 |  | True | 1
| 1 | ea | Everpure | EV953412 |  | Replacement Cartridge: EC110 Prefilter Cartridge, EC110, (12) EC110 cartridges, sediment reduction, 10 micron (EV953412) | 15% | 6.463 | 6.46 | 11.24 | 50 | 5.62 | 0.42 | 0 | 0 | 70 | 0.0 |  | True | 12
| 4 | ea | Everpure | EV969221 |  | Replacement Cartridge: 4FC Water Filter Cartridge, 4FC, (1) 4FC Fibredyne® II submicron carbon block cartridge, reduces cysts, chlorine, taste & odors, inhibits bacterial growth, 15,000 gallons, 2.5 gpm, 0.2 micron, NSF 42 & 53 (EV969221) | 15% | 126.4425 | 505.76 | 219.9 | 50 | 109.95 | 2.00 | 0 | 0 | 70 | 0.0 |  | True | 1
BV-1 | 3 | ea | Caddy | CM-2020-D | MOBILE RACK DISPENSER | Caddy Magic Cup/Glass Rack Dispenser, cabinet style with door, unheated, for 20" x 20" racks, capacity up to (140) cups or (96) bowls or (190) glasses, self-leveling platform, plastic vertical corner bumpers, 4" swivel casters, NSF | 0.15 | 2971.6 | 8914.8 | 5168 | 50 | 2584 | 145.00 | 0 | 0 |  | 0.0 |  | False | 1
| 3 |  |  |  |  | For freight classes, contact Caddy's shipping manager at shipping@caddycorp.com |  | 0 | 0 | 0 |  | 0 | 0.00 | 0 | 0 |  | 0.0 |  | False | 1
| 3 | ea | Caddy | ACC-41 |  | Caster brakes 4" & 5" (pair) | 15% | 49.45 | 148.35 | 86 | 50 | 43 | 9.00 | 0 | 0 |  | 0.0 |  | False | 1
| 3 | ea | Caddy | ACC-50 |  | Full perimeter bumper | 15% | 350.75 | 1052.25 | 610 | 50 | 305 | 6.00 | 0 | 0 |  | 0.0 |  | False | 1
BV-2 | 1 | ea | Custom | CUSTOM | SERVING COUNTER - BEVERAGES / WAFFLE / MILK / DESSERT | NIKEC, BY MILLWORK |  | 0 | 0 | 0 |  | 0 | 0.00 | 0 | 0 |  | 0.0 |  | False | 1 | NIKEC, BY MILLWORK
BV-2.1 | 1 | ea | BSI | XG3930 | Sneeze Guard w/Light | XGuard™ Food Shield (1) XG3930; (1) XG3930 Adjustable w/ Top Shelf End Post Brushed Aluminum; (1) XG3930 Adjustable w/ Top Shelf End Post Brushed Aluminum; (1) End Panel - Guard Glass w/holes 1/4" tempered glass (Standard) (Right); (1) End Panel - Guard Glass w/holes 1/4" tempered glass (Standard) (Left); Mounting Option TBD; 3/8" tempered glass front panels and 3/8" topshelves; BSI LED lights installed in a slim-line housing, wiring by others in the field.; Does Not Include: Heat; | 0.15 | 4121.9105 | 4121.91 | 0 | =Net= | 3584.27 | 0.00 | 0 | 0 |  | 0.0 |  | False | 1
BV-2.2 | 1 | ea | BSI | XG3930 | Sneeze Guards w/Lights | XGuard™ Food Shield; (1) XG3930; (1) XG3930 Adjustable w/ Top Shelf End Post Brushed Aluminum; (1) XG3930 Adjustable w/ Top Shelf End Post Brushed Aluminum; (1) End Panel - Guard Glass w/holes 1/4" tempered glass (Standard) (Right); (1) End Panel - Guard Glass w/holes 1/4" tempered glass (Standard) (Left); Mounting Option TBD; 3/8" tempered glass front panels and 3/8" topshelves; BSI LED lights installed in a slim-line housing, wiring by others in the field.; (1) XG3930; (1) XG3930 Adjustable w/ Top Shelf Center Post Brushed Aluminum; Does Not Include: Heat; | 0.15 | 7904.6975 | 7904.7 | 0 | =Net= | 6873.65 | 0.00 | 0 | 0 |  | 0.0 |  | False | 1
BV-3 | 3 | ea | Multiplex | 2706256 | SODA ICE & BEVERAGE DISPENSER | SV-200 Ice & Beverage Dispenser, countertop, ambient unit, (8) Flomatic® 464GP push button valves, 200 lbs. ice capacity, (1) ice chute, lighted merchandiser with "Quench Your Thirst" graphics, key switch, drain kit, manual fill or top-mount ice machine, stainless steel exterior & ABS plastic base, includes leg kit, 120v/60/1-ph, 2.8 amps, cUL, UL, NSF, Made in USA |  | 0 | 0 | 0 |  | 0 | 304.00 | 0 | 0 |  | 0.0 |  | False | 1 | NIKEC, BY VENDOR
BV-4 | 3 | ea | Hoshizaki | KML-700MAJ | ICE MAKER, CUBE-STYLE | Ice Maker, Cube-Style, 30"W, air-cooled, self-contained condenser, production capacity up to 658 lb/24 hours at 70°/50° (572 lb AHRI certified at 90°/70°), stainless steel finish, crescent cube style, R-404A refrigerant, 115v/60/1-ph, 14.2 amps, NSF, UL, ENERGY STAR® | 0.15 | 5304.375 | 15913.14 | 10250 | 50/10 | 4612.5 | 205.00 | 0 | 0 | 92.5 | 0.0 |  | False | 1
| 3 |  |  |  |  | Warranty: 3-Year parts & labor on entire machine |  | 0 | 0 | 0 |  | 0 | 0.00 | 0 | 0 |  | 0.0 |  | False | 1
| 3 |  |  |  |  | Warranty: 5-Year parts & labor on evaporator |  | 0 | 0 | 0 |  | 0 | 0.00 | 0 | 0 |  | 0.0 |  | False | 1
| 3 |  |  |  |  | Warranty: 5-Year parts on compressor & air-cooled condenser |  | 0 | 0 | 0 |  | 0 | 0.00 | 0 | 0 |  | 0.0 |  | False | 1
BV-5 | 3 | ea | Everpure | EV932421 | WATER FILTRATION SYSTEM, FOR ICE MACHINES | Insurice® Single PF-i2000² System, with prefilter, 9,000 gallon capacity, 1.67 gpm flow rate, 0.5-micron precoat filtration, for cubers up to 750 lbs/day or flakers up to 1,500 lbs/day, pressure gauge, flushing valve, NSF, ANSI | 0.15 | 491.05 | 1473.15 | 854 | 50 | 427 | 20.00 | 0 | 0 |  | 0.0 |  | False | 1
| 3 | ea | Everpure | EV961222 |  | Everpure® i2000² Replacement Cartridge, 9,000 gallon capacity, 1.67 gpm flow rate, 0.5-micron rating, chlorine taste & odor reduction, scale inhibitor, cyst reduction 35-100° F temperature, 10-125 PSI non-shock required, ANSI, NSF | 15% | 107.6975 | 323.1 | 187.3 | 50 | 93.65 | 2.00 | 0 | 0 |  | 0.0 |  | False | 1
| 3 | ea | Everpure | EV953426 |  | Everpure® EC210 Prefilter Cartridge, fits most 20” drop-in housings, 10 micron rating for high sediment areas (6 each per case) | 15% | 11.8852 | 35.67 | 20.67 | 50 | 10.335 | 0.83 | 0 | 0 |  | 0.0 |  | False | 6
BV-6 | 3 | ea | BUNN | 37300.0079 | JUICE DISPENSER | 37300.0079 JDF-4S Silver Series® 4-Flavor Cold Beverage System, push button, 18 lb. ice bank, 7" cup clearance, dispense 1.0 to 1.5 ounces per second flow rate, dispenses frozen and ambient products, LED lighted door graphics, single size portion control, door lock, includes: (8) variety pack displays, black finish, 120v/60/1-ph, 6 amps, 720 watts, NEMA 5-15P, cord attached, 20-100 psi, 3/8" male flare fitting, R-134A, NSF, ETL | 0.15 | 4025.4485 | 12076.35 | 7000.78 | 50 | 3500.39 | 144.00 | 0 | 0 |  | 0.0 |  | False | 1
BV-7 | 3 | ea | Cal-Mil | 22095-5INF-55 | BEVERAGE DISPENSER | Beverage Dispenser, 5 gallon capacity, 12-1/2"W x 10"W x 32"H, with infusion chamber, acrylic, stainless steel, BPA free | 0.15 | 523.825 | 1571.49 | 911 | 50 | 455.5 | 60.00 | 0 | 0 |  | 0.0 |  | False | 1
BV-8 | 2 | ea | BUNN | 41400.0002 | TEA BREWER | NIKEC, BY VENDOR |  | 0 | 0 | 0 |  | 0 | 44.61 | 0 | 0 | 92.5 | 8.80000 |  | False | 1 | NIKEC, BY VENDOR
| 2 |  |  |  |  | Equipment discount category net prices must be rounded to the nearest dollar |  | 0 | 0 | 0 |  | 0 | 0.00 | 0 | 0 |  | 0.0 |  | False | 1 | NIKEC, BY VENDOR
| 4 | ea | BUNN | 39600.0001 |  | 39600.0001 TDO-N-3.5 Narrow Iced Beverage Dispenser, 3.5 gallon capacity, sump dispense valve, front-back handles, 8" cup clearance, for use with BUNN TB-3, TB-3Q and ITCB brewers with 29" trunk height, NSF | 15% | 115.0632 | 460.24 | 200.11 | 50 | 100.055 | 10.15 | 0 | 0 | 150 | 1.44400 |  | False | 1
BV-9 | 2 | ea | Everpure | EV927200 | WATER FILTRATION SYSTEM, FOR COFFEE BREWERS | QL3 Water Filtration System, QL3 BH², Single, (1) BH² Micro-Pure® II Precoat primary filtration cartridge, reduces chlorine, taste & odor, inhibits scale, 3,000 gallons, 0.5 gpm, 0.5 micron, 3/8" inlet, 3/8" outlet, NSF 42 & 53 (EV927200) | 0.15 | 152.8925 | 305.78 | 265.9 | 50 | 132.95 | 4.00 | 0 | 0 | 70 | 0.0 |  | False | 1
| 2 | ea | Everpure | EV961250 |  | BH² Water Filter Cartridge, BH² Cartridge, (1) BH² Micro-Pure® II Precoat primary filtration cartridge, reduces scale, chlorine, taste & odor, 3,000 gallons, 0.5 gpm, 0.5 micron, NSF 42 & 53 (EV961250) | 15% | 88.2625 | 176.52 | 153.5 | 50 | 76.75 | 12.00 | 0 | 0 | 70 | 0.0 |  | False | 1
BV-10 | 0 | ea | Food | OPEN NUMBER | OPEN NUMBER |  |  | 0 | 0 | 0 |  | 0 | 0.00 | 0 | 0 |  | 0.0 |  | False | 1
BV-11 | 0 | ea | Food | OPEN NUMBER | OPEN NUMBER |  |  | 0 | 0 | 0 |  | 0 | 0.00 | 0 | 0 |  | 0.0 |  | False | 1
BV-12 | 2 | ea | BUNN | 34600.0006 | COFFEE BREWER | 34600.0006 DUAL TF DBC® BrewWISE® ThermoFresh® Coffee Brewer, 16.3 gal/hr, coffee extraction controlled with pre-infusion & pulse brew, digital temperature control, large spray head, automatic programming, stores individual recipes, SplashGard® & optional funnel locks, stainless steel finish, lower hot water faucet, wireless brewer-grinder interface, holds (2) 1-1/2 gallon ThermoFresh servers (servers sold separately), 120/208v/60/1-ph, 5700w, 27.4amps, UL, NSF |  | 0 | 0 | 0 |  | 0 | 91.35 | 0 | 0 | 175 | 13.18000 |  | False | 1 | NIKEC, BY VENDOR
| 2 |  |  |  |  | Equipment discount category net prices must be rounded to the nearest dollar |  | 0 | 0 | 0 |  | 0 | 0.00 | 0 | 0 |  | 0.0 |  | False | 1
| 4 | ea | BUNN | 44050.0200 |  | 44050.0200 TF ThermoFresh® Server with Mechanical Sight Gauge, with base & drip tray, 1-1/2 gallon, lever action dispensing, brew-through lid, portable, soft-grip bail handle, fast flow faucet, aluminum faucet guard, vacuum insulated, stainless steel liner, black finish, for use with twin or single Infusion Series brewers, NSF | 15% | 346.6848 | 1386.72 | 602.93 | 50 | 301.465 | 14.30 | 0 | 0 | 92.5 | 2.86500 |  | False | 1
BV-13 | 2 | ea | Everpure | QC7I TWIN 4FC5-S | WATER FILTRATION SYSTEM, FOR COFFEE BREWERS | QC7I Water Filtration System, QC7I Twin 4FC5-S, (2) 4FC5-S Fibredyne® carbon block cartridges, reduces sediment, chlorine, taste & odor, inhibits scale, 30,000 gallons capacity, 5.0 gpm flow rate, 5 micron, inlet water shut-off valve, outlet pressure gauge, flush valve, 3/4" inlet/outlet connections, NSF 42, (EV920262) | 0.15 | 481.275 | 962.56 | 837 | 50 | 418.5 | 8.00 | 0 | 0 | 70 | 0.0 |  | False | 1
| 4 | ea | Everpure | EV969331 |  | Replacement Cartridge: 4FC5-S Water Filter Cartridge, 4FC5-S, (1) 4FC5-S Fibredyne® II submicron carbon block cartridge, reduces chlorine, taste & odors, inhibits bacterial growth & scale, 15,000 gallons, 2.5 gpm, 5 micron, NSF 42 (EV969331) | 15% | 264.5 | 1058 | 230 | =Net= | 230 | 2.00 | 0 | 0 | 70 | 0.0 |  | False | 1
BV-14 | 4 | ea | Rubbermaid | FG354060GRAY | 23 GAL WASTE CONTAINER | NIKEC, BY OWNER/OPERATOR |  | 0 | 0 | 0 |  | 0 | 8.24 | 0 | 0 | 150 | 0.0 |  | False | 4 | NIKEC, BY OWNER/OPERATOR
BV-15 | 4 | ea | Vollrath | 8Y802 | WASTE CHUTE | Garbage Waste Chute, 8-23/32" x 2" deep, round, 22 gauge stainless steel, Made in USA | 0.15 | 29.7045 | 118.8 | 57.4 | 50/10 | 25.83 | 0.67 | 0 | 0 | 150 | 0.0 |  | False | 6
BV-16 | 4 | ea | Vollrath | CTCPAN3-6 | CONDIMENT CADDY | Countertop Condiment Organizer, 7-11/16"W x 21"D x 14-5/8"H, accommodates (3) 1/6 size plastic pans (3 black pans included) black ABS & smoked acrylic, NSF, Made in USA (Refer to vollrathfoodservice.com for full warranty policy) | 0.15 | 311.535 | 1246.16 | 270.9 |  | 270.9 | 6.80 | 0 | 0 | 150 | 2.40000 |  | False | 1
BV-17 | 1 | ea | BUNN | SET00.0203 | BEVERAGE DISPENSER, ELECTRIC (HOT) | SET00.0203 FMD-1 BLK Fresh Mix Dispenser, (1) 8 lb. hopper, 4.2 gallon/hr capacity, lighted hot chocolate graphics, large hot water reservoir, adjustable legs & drip tray allows up to 7" opening for 20 oz. cups, variable speed hopper motor, black decor, 120v/60/1-ph, 1800w, 15amps, NEMA 5-15P, cord attached, NSF, ETL | 0.15 | 1729.2722 | 1729.27 | 3007.43 | 50 | 1503.715 | 64.96 | 0 | 0 | 110 | 8.30000 |  | False | 1
| 1 |  |  |  |  | Equipment discount category net prices must be rounded to the nearest dollar |  | 0 | 0 | 0 |  | 0 | 0.00 | 0 | 0 |  | 0.0 |  | False | 1
BV-18 | 2 | ea | BUNN | 44050.0200 | THERMAL SERVER, BREW-THRU | 44050.0200 TF ThermoFresh® Server with Mechanical Sight Gauge, with base & drip tray, 1-1/2 gallon, lever action dispensing, brew-through lid, portable, soft-grip bail handle, fast flow faucet, aluminum faucet guard, vacuum insulated, stainless steel liner, black finish, for use with twin or single Infusion Series brewers, NSF | 0.15 | 346.6848 | 693.36 | 602.93 | 50 | 301.465 | 14.30 | 0 | 0 | 92.5 | 2.86500 |  | False | 1
BV-19 | 0 | ea | Food | OPEN NUMBER | OPEN NUMBER |  |  | 0 | 0 | 0 |  | 0 | 0.00 | 0 | 0 |  | 0.0 |  | False | 1
BV-20 | 8 | ea | Cal-Mil | 766 | BULK CEREAL DISPENSER | Cereal Dispenser, bulk, 900 cu. in. capacity, 7-1/2" x 16", 20"H, clear acrylic (UPS Oversize 1), BPA Free (to be discontinued, contact factory for availability) | 0.15 | 251.275 | 2010.24 | 437 | 50 | 218.5 | 0.00 | 0 | 0 | 250 | 3.90000 |  | False | 1
BV-21 | 1 | ea | Silver King | SKMAJ1-ESUS3 | MILK DISPENSER, ALMOND | Majestic Series Milk Dispenser, refrigerated, single spring-loaded valve, 6 gallon capacity, (accommodates 3, 5, or 6 gallon bags), includes (1) crate, stainless steel interior & exterior with galvanized bottom, shipboard legs, bottom-mounted self-contained refrigeration, R290 Hydrocarbon refrigerant, 1/10 HP, 115v/60/1-ph, 1.5 amps, cord & NEMA 5-15P, cETLus, ETL-Sanitation | 0.15 | 8150.05 | 8150.05 | 7087 |  | 7087 | 120.00 | 0 | 0 | 150 | 18.06000 |  | False | 1
BV-22 | 1 | ea | Silver King | SKMAJ3/C4 | REFRIGERATED BULK MILK DISPENSER | Majestic Series Milk Dispenser, refrigerated (contact factory for further description & details) | 0.15 | 9780.75 | 9780.75 | 8505 |  | 8505 | 200.00 | 0 | 0 | 150 | 0.0 |  | False | 1
| 1 |  |  |  |  | Warranty - 1 year parts & labor, standard |  | 0 | 0 | 0 |  | 0 | 0.00 | 0 | 0 |  | 0.0 |  | False | 1
| 1 |  |  |  |  | Warranty - additional 4 year compressor, standard |  | 0 | 0 | 0 |  | 0 | 0.00 | 0 | 0 |  | 0.0 |  | False | 1
| 1 |  |  |  |  | 115v/60/1-ph, 1.9 amps, NEMA 5-15P |  | 0 | 0 | 0 |  | 0 | 0.00 | 0 | 0 |  | 0.0 |  | False | 1
BV-23 | 1 | ea | Atlas Metal | RM-2 | Cold Food Well Unit, Drop-In, Refrigerated | Cold Food Drop-In Unit, 2-pan size, 18/304 stainless steel top & liner with 3" recess, holds (2) 12" x 20" pans, self-contained refrigeration, insulated pan with 22 gauge galvanized outer case, 3/4" drain with strainer, 30-1/4"W x 24-1/2"D cutout required, NSF 7, UL | 0.15 | 5399.25 | 5399.25 | 9390 | 50 | 4695 | 203.00 | 0 | 0 | 150 | 0.0 |  | False | 1
| 1 |  |  |  |  | NOTE: Contact Atlas Metal direct for freight quote: FreightQuotes@Atlasfoodserv.com |  | 0 | 0 | 0 |  | 0 | 0.00 | 0 | 0 |  | 0.0 |  | False | 1
| 1 |  |  |  |  | 1 year parts & labor warranty standard |  | 0 | 0 | 0 |  | 0 | 0.00 | 0 | 0 |  | 0.0 |  | False | 1
| 1 |  |  |  |  | A 3/4" diameter drain & valve, separator channels are provided |  | 0 | 0 | 0 |  | 0 | 0.00 | 0 | 0 |  | 0.0 |  | False | 1
| 1 |  |  |  |  | 120v/60/1-ph, 1/4 HP, 4.2 amps, NEMA 5-15P, standard |  | 0 | 0 | 0 |  | 0 | 0.00 | 0 | 0 |  | 0.0 |  | False | 1
| 1 | ea | Atlas Metal | RS |  | Remote On/Off Switch, for counter mounting | 15% | 230 | 230 | 400 | 50 | 200 | 7.00 | 0 | 0 | ups | 0.0 |  | False | 1
BV-24 | 2 | ea | Wells (Middleby) | WB-1E | WAFFLE BAKER | Waffle Baker, single round waffle grid, cast aluminum grids, user-adjustable digital time/temp controls, audible alarm, stainless steel construction, cULus | 0.15 | 1852.075 | 3704.16 | 3221 | 50 | 1610.5 | 15.00 | 0 | 0 |  | 0.0 |  | False | 1
| 2 |  |  |  |  | 1 year parts & labor warranty, standard |  | 0 | 0 | 0 |  | 0 | 0.00 | 0 | 0 |  | 0.0 |  | False | 1
| 2 |  |  |  |  | Note: Must specify voltage and phase |  | 0 | 0 | 0 |  | 0 | 0.00 | 0 | 0 |  | 0.0 |  | False | 1
| 2 |  |  |  |  | 120v/60/1-ph, 900 watts, 7.5 amps, NEMA 5-15P, |  | 0 | 0 | 0 |  | 0 | 0.00 | 0 | 0 |  | 0.0 |  | False | 1
| 2 |  |  |  |  | (Z16677) Drip tray, single baker (Contact factory for price) |  | 0 | 0 | 0 |  | 0 | 0.00 | 0 | 0 |  | 0.0 |  | False | 1
BV-25 | 1 | ea | Custom | CARBONS BETTER BATTER | BATTER DISPENSER | NIKEC, BY VENDOR |  | 0 | 0 | 0 |  | 0 | 0.00 | 0 | 0 |  | 0.0 |  | False | 0 | NIKEC, BY VENDOR
BV-26 | 1 | ea | Server Products | 85480 | SYRUP WARMER/DISPENSER | SY 1.5 SYRUP SERVER, stainless steel syrup warmer/server with 1-1/2 gallon (5.7 L) capacity, features precalibrated thermostat for accurate heat control and thermostat lock to prevent accidental changes, dispenses from traditional spigot-style faucet, (350 watts, 120V/60/1-ph, 2.9 amps, NEMA 5-15P), NSF & cULus LISTED | 0.15 | 415.6215 | 415.62 | 722.82 | 50 | 361.41 | 8.00 | 0 | 0 | 100 | 2.04000 |  | False | 1
| 1 |  |  |  |  | 2-Year warranty |  | 0 | 0 | 0 |  | 0 | 0.00 | 0 | 0 |  | 0.0 |  | False | 1
BV-27 | 2 | ea | Atlas Metal | WF-3 | Frost Top / Cold Slab, Drop In | Frost Top Drop-In Unit, self-contained refrigeration, 39"W x 19-1/2"D frost top, 14/304 stainless steel, with on/off switch & pilot light, 18 gauge galvanized steel outer case, 41-3/4" x 22-1/4" cutout required, UL, NSF | 0.15 | 5401.55 | 10803.1 | 9394 | 50 | 4697 | 207.00 | 0 | 0 | 150 | 0.0 |  | False | 1
| 2 |  |  |  |  | NOTE: Contact Atlas Metal direct for freight quote: FreightQuotes@Atlasfoodserv.com |  | 0 | 0 | 0 |  | 0 | 0.00 | 0 | 0 |  | 0.0 |  | False | 1
| 2 |  |  |  |  | 1 year parts & labor warranty standard |  | 0 | 0 | 0 |  | 0 | 0.00 | 0 | 0 |  | 0.0 |  | False | 1
| 2 |  |  |  |  | NOTE: Proper ventilation must be provided in counter. |  | 0 | 0 | 0 |  | 0 | 0.00 | 0 | 0 |  | 0.0 |  | False | 1
| 2 |  |  |  |  | 120v/60/1-ph, 1/4 HP, 6.8 amps, NEMA 5-15P, standard |  | 0 | 0 | 0 |  | 0 | 0.00 | 0 | 0 |  | 0.0 |  | False | 1
| 2 | ea | Atlas Metal | RS |  | Remote On/Off Switch, for counter mounting | 15% | 230 | 460 | 400 | 50 | 200 | 7.00 | 0 | 0 | ups | 0.0 |  | False | 1
| 2 |  | Atlas Metal | WFFT-3 |  | Flush top for frost top unit | 15% | 524.4 | 1048.8 | 912 | 50 | 456 | 0.00 | 0 | 0 |  | 0.0 |  | False | 1
BV-28 | 1 | ea | Custom | CUSTOM | SERVING COUNTER - BEVERAGES | NIKEC, BY MILLWORK |  | 0 | 0 | 0 |  | 0 | 0.00 | 0 | 0 |  | 0.0 |  | False | 1 | NIKEC, BY MILLWORK
BV-29 | 2 | ea | Antunes | LS-30 | DISPOSABLE CUP DISPENSER | Dial-A-Cup Dispenser with Lid & Straw Holder, cabinet design, contains three DAC components, three openings for lids & one for straws, 15"W, 24"D, 28"H, stainless steel outer shell | 0.15 | 667 | 1334 | 1160 | 50 | 580 | 44.00 | 0 | 0 | 100 | 0.0 |  | False | 1
| 2 |  |  |  |  | 90 day warranty, standard (nc) (contact factory for information) |  | 0 | 0 | 0 |  | 0 | 0.00 | 0 | 0 |  | 0.0 |  | False | 1 | NIKEC, BY VENDOR
BV-30 | 1 | ea | BUNN | 43600.0026 | HOT WATER DISPENSER | 43600.0026 H5X Element Hot Water Dispenser, 5 gallon capacity, digital thermostat, 212°F setting, LED display, programmable "Energy Saver Mode", Thinsulate® tank insulation, stainless steel construction, 120v/60/1-ph, 1850 watts, 15.4 amps, UL, NSF | 0.15 | 1016.7265 | 1016.73 | 1768.22 | 50 | 884.11 | 32.50 | 0 | 0 | 100 | 3.67000 |  | False | 1
| 1 |  |  |  |  | Equipment discount category net prices must be rounded to the nearest dollar |  | 0 | 0 | 0 |  | 0 | 0.00 | 0 | 0 |  | 0.0 |  | False | 1
BV-31 | 1 | ea | Custom | CUSTOM | SERVING COUNTER - COFFEE / TEA | NIKEC, BY MILLWORK |  | 0 | 0 | 0 |  | 0 | 0.00 | 0 | 0 |  | 0.0 |  | False | 1 | NIKEC, BY MILLWORK
BV-32 | 1 | ea | BUNN | SET00.0203 | BEVERAGE DISPENSER, ELECTRIC (HOT) | SET00.0203 FMD-1 BLK Fresh Mix Dispenser, (1) 8 lb. hopper, 4.2 gallon/hr capacity, lighted hot chocolate graphics, large hot water reservoir, adjustable legs & drip tray allows up to 7" opening for 20 oz. cups, variable speed hopper motor, black decor, 120v/60/1-ph, 1800w, 15amps, NEMA 5-15P, cord attached, NSF, ETL | 0.15 | 1729.2722 | 1729.27 | 3007.43 | 50 | 1503.715 | 64.96 | 0 | 0 | 110 | 8.30000 |  | False | 1
| 1 |  |  |  |  | Equipment discount category net prices must be rounded to the nearest dollar |  | 0 | 0 | 0 |  | 0 | 0.00 | 0 | 0 |  | 0.0 |  | False | 1
BV-33 | 1 | ea | Frieling | 0607 | MILK CHILLER | Touch Free Chiller™ Starter Kit, includes: Touch Free Chiller™ (#0606), 1/2 gallon capacity, (3) 58 oz. refillable clear plastic containers (#0704), & disposable dispensing tube set (#0770), 100-240v/50/60/1-ph, 1.5 amp, 90 watt, NSF | 0.15 | 1144.25 | 1144.25 | 995 |  | 995 | 11.00 | 0 | 0 | FedEx | 0.0 |  | False | 1
BV-34 | 1 | ea | BUNN | 39600.0001 | TEA / COFFEE DISPENSER | NIKEC, BY VENDOR |  | 0 | 0 | 0 |  | 0 | 10.15 | 0 | 0 | 150 | 1.44400 |  | False | 1 | NIKEC, BY VENDOR
| 1 |  |  |  |  | Equipment discount category net prices must be rounded to the nearest dollar |  | 0 | 0 | 0 |  | 0 | 0.00 | 0 | 0 |  | 0.0 |  | False | 1
BV-35 | 1 | ea | Everpure | QC7I TWIN 4FC5-S | Water Filtration System, for Coffee Brewers | QC7I Water Filtration System, QC7I Twin 4FC5-S, (2) 4FC5-S Fibredyne® carbon block cartridges, reduces sediment, chlorine, taste & odor, inhibits scale, 30,000 gallons capacity, 5.0 gpm flow rate, 5 micron, inlet water shut-off valve, outlet pressure gauge, flush valve, 3/4" inlet/outlet connections, NSF 42, (EV920262) | 0.15 | 481.275 | 481.28 | 837 | 50 | 418.5 | 8.00 | 0 | 0 | 70 | 0.0 |  | True | 1
| 2 | ea | Everpure | EV969331 |  | Replacement Cartridge: 4FC5-S Water Filter Cartridge, 4FC5-S, (1) 4FC5-S Fibredyne® II submicron carbon block cartridge, reduces chlorine, taste & odors, inhibits bacterial growth & scale, 15,000 gallons, 2.5 gpm, 5 micron, NSF 42 (EV969331) | 15% | 264.5 | 529 | 230 | =Net= | 230 | 2.00 | 0 | 0 | 70 | 0.0 |  | True | 1
DS-1 | 1 | ea | Custom | CUSTOM | SERVING COUNTER - DELI / SMOOTHIES | NIKEC, BY MILLWORK |  | 0 | 0 | 0 |  | 0 | 0.00 | 0 | 0 |  | 0.0 |  | False | 1 | NIKEC, BY MILLWORK
DS-1.1 | 1 | ea | BSI | XG3500 | Sneeze Guards W/LIGHTS | Layout: L-Shaped - See Drawing (11"+33"+39"+39") -- Includes: (1) XG3500-4 Adjustable Vertical Partition End Post Brushed Aluminum; (1) XG3500 Adjustable End Post Brushed Aluminum; (1) XG3500-4 Adjustable Vertical Partition Center Post Brushed Aluminum; (1) XG3500 Adjustable Center Post Brushed Aluminum; (1) End Panel - Guard Glass w/holes 1/4" tempered glass (Standard) (Right); Mounting Option TBD; (1) XG3500-4; (1) XG3500-4; (1) XG3500 Adjustable Center Post Brushed Aluminum; (1) XG3500; (1) XG3500; 3/8" tempered glass front panels, DOES NOT INCLUDE TOP SHELVES; Does Not Include: Heat or Light; Layout: L-Shaped - See Drawing (51"+60"+14") -- Includes: (1) XG3500 Adjustable End Post Brushed Aluminum; (1) XG3500-4 Adjustable Vertical Partition End Post Brushed Aluminum; (1) XG3500 Adjustable Center Post Brushed Aluminum; (1) XG3500-4 Adjustable Vertical Partition Center Post Brushed Aluminum; Mounting Option TBD; (1) XG3500; 3/8" tempered glass front panels, DOES NOT INCLUDE TOP SHELVES; (1) XG3500-4; (1) XG3500-4; (1) End Panel - Guard Glass w/holes 1/4" tempered glass (Standard) (Left); Does Not Include: Heat or Light; | 0.15 | 8208.4125 | 8208.41 | 0 | =Net= | 7137.75 | 0.00 | 0 | 0 |  | 0.0 |  | False | 1
DS-1.2 | 1 | ea | BSI | XG3500 | Sneeze Guards W/LIGHTS | Layout: L-Shaped - See Drawing (11"+33"+39"+39") -- Includes: (1) XG3500-4 Adjustable Vertical Partition End Post Brushed Aluminum; (1) XG3500 Adjustable End Post Brushed Aluminum; (1) XG3500-4 Adjustable Vertical Partition Center Post Brushed Aluminum; (1) XG3500 Adjustable Center Post Brushed Aluminum; (1) End Panel - Guard Glass w/holes 1/4" tempered glass (Standard) (Right); Mounting Option TBD; (1) XG3500-4; (1) XG3500-4; (1) XG3500 Adjustable Center Post Brushed Aluminum; (1) XG3500; (1) XG3500; 3/8" tempered glass front panels, DOES NOT INCLUDE TOP SHELVES; Does Not Include: Heat or Light; Layout: L-Shaped - See Drawing (51"+60"+14") -- Includes: (1) XG3500 Adjustable End Post Brushed Aluminum; (1) XG3500-4 Adjustable Vertical Partition End Post Brushed Aluminum; (1) XG3500 Adjustable Center Post Brushed Aluminum; (1) XG3500-4 Adjustable Vertical Partition Center Post Brushed Aluminum; Mounting Option TBD; (1) XG3500; 3/8" tempered glass front panels, DOES NOT INCLUDE TOP SHELVES; (1) XG3500-4; (1) XG3500-4; (1) End Panel - Guard Glass w/holes 1/4" tempered glass (Standard) (Left); Does Not Include: Heat or Light; | 0.15 | 5513.468 | 5513.47 | 0 | =Net= | 4794.32 | 0.00 | 0 | 0 |  | 0.0 |  | False | 1
DS-2 | 1 | ea | Hatco | TQ-1800HBA | CONVEYOR TOASTER | Toast-Qwik® Conveyor Toaster, horizontal conveyor, countertop design, bun & bagel toaster, approximately 30 slices capacity/min, toasts one side only, 3" opening height, rotary mechanical controls, colorguard sensing system, 4.6kW, cULus, UL EPH Classified, Made in USA | 0.15 | 2510.45 | 2510.45 | 4366 | 50 | 2183 | 74.00 | 0 | 0 | 100 | 0.0 |  | False | 1
| 1 |  |  |  |  | NOTE: Sale of this product must comply with Hatco's Minimum Resale Price Policy; consult order acknowledgement for details |  | 0 | 0 | 0 |  | 0 | 0.00 | 0 | 0 |  | 0.0 |  | False | 1
| 1 |  |  |  |  | NOTE: Includes 24/7 parts & service assistance, call 414-671-6350 |  | 0 | 0 | 0 |  | 0 | 0.00 | 0 | 0 |  | 0.0 |  | False | 1
| 1 |  |  |  |  | One year on-site parts & labor warranty, plus one additional year parts only warranty on all Toast-Qwik metal sheathed elements |  | 0 | 0 | 0 |  | 0 | 0.00 | 0 | 0 |  | 0.0 |  | False | 1
| 1 |  |  |  |  | 208v/60/1-ph, 4580 watts, 22.0 amps, NEMA 6-30P |  | 0 | 0 | 0 |  | 0 | 0.00 | 0 | 0 |  | 0.0 |  | False | 1
DS-3 | 1 | ea | Continental Refrigerator | D72N30M-FB | MEGA TOP SANDWICH / SALAD PREPARATION REFRIGERATOR | Designer Line Mighty Top Sandwich Unit, Front Breather, 72"W, three-section, (30) 1/6 size x 4" deep pans with 8" cutting board, (3) field rehingeable doors, stainless steel top, front, sides & interior, electronic control with digital display, hi-low alarm, 3-3/4" casters, rear mounted self-contained refrigeration, automatic hot gas condensate evaporator, R290 hydrocarbon refrigerant, 1/3 HP, cETLus, NSF | 0.15 | 14546.925 | 14546.93 | 25299 | 50 | 12649.5 | 420.00 | 0 | 0 | 150 | 0.0 |  | False | 1
| 1 |  |  |  |  | Standard warranty (for the United States & Canada Only): 3 year parts and labor; additional 4 year compressor part |  | 0 | 0 | 0 |  | 0 | 0.00 | 0 | 0 |  | 0.0 |  | False | 1
| 1 |  |  |  |  | 115v/60/1-ph, 6.1 amps, cord, NEMA 5-15P, standard |  | 0 | 0 | 0 |  | 0 | 0.00 | 0 | 0 |  | 0.0 |  | False | 1
| 1 |  |  |  |  | Left Door hinged on left, center & right doors hinged on right, standard |  | 0 | 0 | 0 |  | 0 | 0.00 | 0 | 0 |  | 0.0 |  | False | 1
| 1 |  |  |  |  | (00HFL) Stainless steel flat cover - with hinges | 15% | 581.9 | 581.9 | 1012 | 50 | 506 | 0.00 | 0 | 0 |  | 0.0 |  | False | 1
DS-4 | 3 | ea | Rubbermaid | FG354060GRAY | 23 GAL WASTE CONTAINER | NIKEC, BY OWNER/OPERATOR |  | 0 | 0 | 0 |  | 0 | 8.24 | 0 | 0 | 150 | 0.0 |  | False | 4 | NIKEC, BY OWNER/OPERATOR
DS-5 | 1 | ea | Hubert | 42666 | Bread Display | Bakery Cart, 6-shelf, 31" x 20"x 68"H, rectangular, sloped shelves (2 adjustable), price track molding, (4) non-marking plate casters (locking), oak wood | 0.15 | 1153.1625 | 1153.16 | 1002.75 |  | 1002.75 | 142.80 | 0 | 0 |  | 26.44444 |  | False | 1
DS-6 | 1 | ea | NU-VU (Middleby) | QBT-4/8 | CONVECTION OVEN / PROOFER, ELECTRIC | Oven/Proofer, electric, digital touch screen controls, capacity: (4) 18 "x 26" or (8) 13 " x 18" pans (oven), (8) 18 "x 26" or (16) 13 " x 18" pans (proofer), (2) cool-to-the touch tempered glass dual pane doors (field reversible), V-Air® even heat technology, auto fill proofer with automatic humidity system, separate heat & humidity controls for proofer, heavy duty casters, stainless steel construction, 7.9kW, cETLus, NSF, Made in USA | 0.15 | 34052.65 | 34052.65 | 29611 |  | 29611 | 690.00 | 0 | 0 | 92.5 | 0.0 |  | False | 1
| 1 |  |  |  |  | Doyon & NU-VU requires all equipment purchased for shipment outside the countries of US & Canada must complete an Electrical Questionnaire form. This form helps ensure that all equipment is to the correct spec of the site & country. You can download the form at https://doyonnuvubaking.com/Sales/Forms/ElectricalQuestionnaire.pdf. Any questions please contact our factory by phone 800-338-9886 or email sales@nu-vu.com. Thank you. |  | 0 | 0 | 0 |  | 0 | 0.00 | 0 | 0 |  | 0.0 |  | False | 1
| 1 |  |  |  |  | Factory Note: This unit is engineered, designed, and built to be used in specific foodservice applications. It is intended for on-site premise batch baking of a single dough product with specific profiles and baking parameters. This unit is not recommended for general market use, unless confirmed by NU-VU Culinary Support. By quoting this product, you are acknowledging NU-VU’s recommended use of the unit. |  | 0 | 0 | 0 |  | 0 | 0.00 | 0 | 0 |  | 0.0 |  | False | 1
| 1 |  |  |  |  | Two year parts and one year labor warranty, standard |  | 0 | 0 | 0 |  | 0 | 0.00 | 0 | 0 |  | 0.0 |  | False | 1
| 1 |  |  |  |  | 208v/60/1-ph, 39.0 amps, 2-wire system (ground wire not included) |  | 0 | 0 | 0 |  | 0 | 0.00 | 0 | 0 |  | 0.0 |  | False | 1
DS-7 | 1 | ea | Food | DETAIL S30 | BACK COUNTER - DELI | Custom Fabricated "L" shaped Constructed and equipped in accordance with the Plan and Detail S30 Unit dimensions to be 8'-5" X 3'-11" Long X 36" Wide X 34" high Front edge per Detail S4.D, open turn down Provide 6" (150mm) high backsplash located at rear per Detail S5 Provide hinged doors per Detail S35 KEC to provide shop drawing for approval | 0.15 | 11960.5175 | 11960.52 | 0 | =Net= | 10400.45 | 0.00 | 0 | 0 |  | 0.0 |  | False | 1
DS-8 | 1 | ea | TurboChef (Middleby) | BULLET | Rapid Cook Oven | (ENC-9600-801) Bullet™ Convection/Microwave Oven, Rapid Cook, electric, 21.1" wide, ventless, countertop, fully insulated cook chamber, stores over 1,000 recipes, internal catalytic converter, smart voltage sensor technology (US only), high level user interface digital display with wifi, removable rack and grease collection pan, bottom jet plate, pull down door with ergonomic handle, 13 1/2" x 14 1/4, (2) solid PTFE baskets, (1) oven cleaner (1) oven guard, (1) aluminum paddle, (2) trigger sprayers, (1) baking stone, side hand grips, stainless steel front, top & sides, cULus, CE, UL EPH Classified, ANSI/NSF 4, TUV | 0.15 | 19715.5287 | 19715.53 | 24491.34 | 30 | 17143.938 | 226.00 | 0 | 0 | 110 | 0.0 |  | False | 1
| 1 |  |  |  |  | All items FOB: Carrollton, Texas: Consumable/accessory orders less than $5,000 will incur a handling fee. Orders shipping standard ground will incur a $15.00 handling fee. Orders shipping other than standard ground will incur $25.00 handling fee |  | 0 | 0 | 0 |  | 0 | 0.00 | 0 | 0 |  | 0.0 |  | False | 1
| 1 |  |  |  |  | One year parts and labor warranty |  | 0 | 0 | 0 |  | 0 | 0.00 | 0 | 0 |  | 0.0 |  | False | 1
| 1 |  |  |  |  | 208/240v/60/1-ph, 30.0 amps, 6 foot cord (nominal), NEMA 6-30P, standard |  | 0 | 0 | 0 |  | 0 | 0.00 | 0 | 0 |  | 0.0 |  | False | 1
DS-9 | 2 | ea | Electrolux Professional | 603940 | SPEEDELIGHT SANDWICH PRESS | SpeeDelight Sandwich Press, electric, flexible adjustable top ribbed contact plate, 3-cooking technologies (contact, infrared radiation & microwave), digital display, (8) programs (4 pre-loaded), USB & wi-fi connections, dark grey, includes: glass saver (653527), brush (653623), spatula (653625), stainless steel feet (653791), spacer ventilation kit (653800), ribbed upper teflon plate (653787), brass bristle brush (653803) & nylon bristle brush (653804), 5.0kW, 208v/60/1-ph, cETLus, ETL-Sanitation (Note: SpeeDelight is a hoodless equipment EPA 202 certified. Not required to be under a type 1 ventilation hood) | 0.15 | 19908.8 | 39817.6 | 17312 |  | 17312 | 119.00 | 0 | 0 | 100 | 8.43000 |  | False | 1
| 2 |  |  |  |  | The following are included in the purchase of Electrolux Professional - SPEEDELIGHT units. 1.) Start-up performed by a Factory Authorized Agent 2.) Standard Warranty: 2 years parts & 1 year labor (Warranty activated upon completion of mandatory Factory Authorized Agent start-up) 3.) Performance checks are included 3 months after mandatory Electrolux authorized service partner start-up Please contact Electrolux to schedule all of the above 1-866-449-4200 |  | 0 | 0 | 0 |  | 0 | 0.00 | 0 | 0 |  | 0.0 |  | False | 1
DS-10 | 2 | ea | Advance Tabco | WS-12-48-16 | Shelving, Wall Mounted | Shelf, wall-mounted, 48"W x 12"D, 1-5/8" bullnose front edge, 1-1/2"H rear up-turn, 16/304 satin finish stainless steel, NSF | 0.15 | 292.905 | 585.82 | 566 | 50/10 | 254.7 | 14.00 | 0 | 0 | 100 | 5.00000 |  | False | 1
DS-11 | 1 | ea | Continental Refrigerator | 2RNSS | Reach-In Refrigerator | Refrigerator, reach-in, two-section, self-contained refrigeration, stainless steel exterior & interior, standard depth, full-height solid doors, cylinder locks, electronic control with digital display, hi-low alarm, electric condensate evaporator, R290 hydrocarbon refrigerant, 1/3 HP, cETLus, NSF, ENERGY STAR® | 0.15 | 11393.05 | 11393.05 | 19814 | 50 | 9907 | 455.00 | 0 | 0 | 150 | 0.0 |  | False | 1
| 1 |  |  |  |  | Standard warranty (for the United States & Canada Only): 3 year parts and labor; additional 4 year compressor part |  | 0 | 0 | 0 |  | 0 | 0.00 | 0 | 0 |  | 0.0 |  | False | 1
| 1 |  |  |  |  | 115v/60/1-ph, 6.9 amps, cord, NEMA 5-15P, standard |  | 0 | 0 | 0 |  | 0 | 0.00 | 0 | 0 |  | 0.0 |  | False | 1
| 1 |  |  |  |  | Left Door hinged on left & right door hinged on right, standard |  | 0 | 0 | 0 |  | 0 | 0.00 | 0 | 0 |  | 0.0 |  | False | 1
| 1 |  |  |  |  | 5" Casters, standard |  | 0 | 0 | 0 |  | 0 | 0.00 | 0 | 0 |  | 0.0 |  | False | 1
DS-12 | 0 | ea | Food | OPEN NUMBER | OPEN NUMBER |  |  | 0 | 0 | 0 |  | 0 | 0.00 | 0 | 0 |  | 0.0 |  | False | 1
DS-13 | 0 | ea | Food | OPEN NUMBER | OPEN NUMBER |  |  | 0 | 0 | 0 |  | 0 | 0.00 | 0 | 0 |  | 0.0 |  | False | 1
DS-14 | 3 | ea | Blendtec | SNBSXC2901-B1K | Blender, Bar, Blend-In-Cup | CQB3 Stealth Nitro X 2.0 Brushless Blend-In-Cup, countertop, with noise reduction, no jars, 42 pre-programmed blend cycles, illuminated OLED display with tactile keypad, pulse button, removable Stealth™ sound enclosure, includes: (2) NBS attachment, (1) 12 oz., (1) 16 oz., (1) 24 oz., and (1) 32 oz. ring assembly, black, 3-4/5 HP, 120/240v/50/60/1-ph, 1.8kW, 15 amps, UL, CSA, NSF | 0.15 | 2716.0757 | 8148.24 | 4723.61 | 50 | 2361.805 | 18.00 | 0 | 0 | 85 | 3.64000 |  | False | 1
| 3 |  |  |  |  | 4 year warranty on parts & 1 year warranty on labor (standard) |  | 0 | 0 | 0 |  | 0 | 0.00 | 0 | 0 |  | 0.0 |  | False | 1
DS-15 | 1 | ea | Continental Refrigerator | SW48N18M | Mega Top Sandwich / Salad Prep Refrigerator | Mighty Top Sandwich Unit, 48"W, 13.4 cu ft capacity, two-section, (18) 1/6 size x 4" deep pans with 8" cutting board, (2) field rehingeable doors, stainless steel top, front & end panels, aluminum back & interior, unit comes standard with expansion valve, rear mounted self-contained refrigeration, automatic hot gas condensate evaporator, R290 hydrocarbon refrigerant, 1/4 hp, cETLus, NSF | 0.15 | 7223.15 | 7223.15 | 12562 | 50 | 6281 | 285.00 | 0 | 0 | 150 | 0.0 |  | False | 1
| 1 |  |  |  |  | Standard warranty (for the United States & Canada Only): 3 year parts and labor; additional 4 year compressor part |  | 0 | 0 | 0 |  | 0 | 0.00 | 0 | 0 |  | 0.0 |  | False | 1
| 1 |  |  |  |  | 115v/60/1-ph, 4.5 amps, cord, NEMA 5-15P, standard |  | 0 | 0 | 0 |  | 0 | 0.00 | 0 | 0 |  | 0.0 |  | False | 1
| 1 |  |  |  |  | Left Door hinged on left & right door hinged on right, standard |  | 0 | 0 | 0 |  | 0 | 0.00 | 0 | 0 |  | 0.0 |  | False | 1
| 1 |  |  |  |  | Casters, 5" standard |  | 0 | 0 | 0 |  | 0 | 0.00 | 0 | 0 |  | 0.0 |  | False | 1
DS-16 | 1 | ea | Food | DETAIL S30 | BACK COUNTER WITH SINK & HAND SINK - SMOOTHIES | Custom Fabricated with Sink & Hand Sink Constructed and equipped in accordance with the Plan and Detail S30 Unit dimensions to be 9'-3" Long X 36" Wide X 34" high Front edge per Detail S4.D, open turn down Provide 6" (150mm) high backsplash located at rear and Left Side per Detail S5 Provide hinged doors per Detail S35 and adj. shelving KEC to provide shop drawing for approval |  | 0 | 0 | 0 | =Net= | 0 | 0.00 | 0 | 0 |  | 0.0 |  | False | 1
| 1 | ea | Food | DETAIL S30-SINK |  | Custom Fabricated Constructed and equipped in accordance with the Plan and Detail S30 Unit dimensions to be 16" Long X 20" Wide X 10" High KEC to provide shop drawing for approval |  | 0 | 0 | 0 | =Net= | 0 | 0.00 | 0 | 0 |  | 0.0 |  | False | 1
| 1 | ea | T&S Brass | B-0227-CR-WS |  | Pantry Faucet, double, 4" deck mount, 8" swing nozzle, Cerama cartridges with lever handles and color coded indexes, 1.5 GPM aerator, low lead, ADA Compliant, 1/2" NPT female inlets | 15% | 809.1738 | 809.17 | 0 | =Net= | 703.6294 | 0.00 | 0 | 0 |  | 0.0 |  | False | 1
| 1 | ea | Advance Tabco | 1620A-10 |  | Smart Series™ Sink, undermount, 1-compartment, 16" wide x 20" front-to-back x 10" deep, 3-1/2" drain opening, 18-1/2" x 22-1/2" O.D. trim size, 18 gauge 304 stainless steel (NOT FOR USE WITH STANDARD TABLES) (can be used as undermount on non-stainless tops) | 15% | 3098.4734 | 3098.47 | 0 | =Net= | 2694.3247 | 10.00 | 0 | 0 | 100 | 2.00000 |  | False | 1
| 1 | ea | Advance Tabco | K-6 |  | Basket Drain, 1-1/2" IPS | 15% | 184.2958 | 184.3 | 0 | =Net= | 160.2572 | 1.00 | 0 | 0 | 125 | 0.0 |  | False | 1
| 1 | ea | Advance Tabco | 1014A-10 |  | Smart Series™ Sink, welded, 1-compartment, 10" wide x 14" front-to-back x 10" deep, 3-1/2" drain opening, 12-1/2" x 16-1/2" O.D. trim size, 20 gauge 304 stainless steel (NOT FOR USE WITH STANDARD TABLES) (can be used as undermount on non-stainless tops) | 15% | 1935.1061 | 1935.11 | 0 | =Net= | 1682.7009 | 5.00 | 0 | 0 | 100 | 1.00000 |  | False | 1
| 1 | ea | T&S Brass | B-0228 |  | Mixing Faucet, deck mount, 6" swing nozzle, 4" centers with 1/2" IPS eccentric flanged female inlets, quarter-turn Eterna cartridges, lever handles, low lead, ADA Compliant | 15% | 784.697 | 784.7 | 0 | =Net= | 682.3452 | 4.20 | 0 | 0 | 77.5 | 0.0 |  | False | 1
| 1 | ea | Advance Tabco | TA-56 |  | 5" tall NSF partition | 15% | 1871.7544 | 1871.75 | 0 | =Net= | 1627.6125 | 5.00 | 0 | 0 | 125 | 0.0 |  | False | 1
DS-17 | 1 | ea | Continental Refrigerator | DF27N-U | Reach-In Undercounter Freezer | Designer Line Undercounter Freezer, 27"W, one-section, (1) field rehingeable door, stainless steel exterior & interior, stainless steel top, 1-3/8" diameter plate casters, front breathing, electronic control with digital display, hi-low alarm, rear mounted self-contained refrigeration, R290 hydrocarbon refrigerant, 1/4 HP, cETLus, NSF | 0.15 | 6046.125 | 6046.13 | 10515 | 50 | 5257.5 | 165.00 | 0 | 0 | 150 | 0.0 |  | False | 1
| 1 |  |  |  |  | Standard warranty (for the United States & Canada Only): 3 year parts and labor; additional 4 year compressor part |  | 0 | 0 | 0 |  | 0 | 0.00 | 0 | 0 |  | 0.0 |  | False | 1
| 1 |  |  |  |  | 115v/60/1-ph, 4.8 amps, cord, NEMA 5-15P, standard |  | 0 | 0 | 0 |  | 0 | 0.00 | 0 | 0 |  | 0.0 |  | False | 1
| 1 |  |  |  |  | Door hinged on left |  | 0 | 0 | 0 |  | 0 | 0.00 | 0 | 0 |  | 0.0 |  | False | 1
DS-18 | 1 | ea | Everpure | QT1+CR | Water Filtration System, for Steam Equipment | QT1+CR Water Filter System, Single, (1) CTO-Q10 activated carbon cartridge, reduces chlorine & sediment, (1) CTO-QCR catalytic carbon cartridge, reduces chloramine, outlet pressure gauge, water shut-off valve, bypass valve, mounting bracket, 20,000 gallons, 2.5 gpm, 1/2" inlet, 1/2" outlet, NSF 42 (170-52080) | 0.15 | 362.25 | 362.25 | 630 | 50 | 315 | 12.00 | 0 | 0 | 77.5 | 0.85000 |  | False | 1
| 1 |  |  |  |  | System utilizes (1) CTO-Q10 & (1) CTO-QCR filter cartridges |  | 0 | 0 | 0 |  | 0 | 0.00 | 0 | 0 |  | 0.0 |  | False | 1
| 1 | ea | Everpure | CTO-Q10 |  | CTO-Q10 FX Replacement Cartridge, CTO-Q10, (10) CTO-Q10 cartridges, reduces chlorine, taste & odor, 15,000 gallons, 1.5 gpm, 0.5 micron, NSF 42 (300-05828) | 15% | 70.15 | 70.15 | 122 | 50 | 61 | 1.90 | 0 | 0 | 70 | 0.0 |  | False | 10
| 1 | ea | Everpure | CTO-QCR |  | CTO-QCR Replacement Cartridge, CTO-QCR, (6) CTO-QCR cartridges, reduces chloramine, chlorine, taste & odor, 6,000 gallons, 0.5 gpm, 1 micron (300-05831) | 15% | 94.76 | 94.76 | 164.8 | 50 | 82.4 | 2.67 | 0 | 0 | 70 | 0.0 |  | False | 6
DS-19 | 2 | ea | Dispense-Rite | ADJ-1.50 | Disposable Cup Dispenser | Cup Dispenser, in-counter, adjustable, two spring (F & P), accommodates cups 8 oz. to 24 oz. with rim diameter range 3" - 3-7/8", ring bezel 5-5/8", 22" long, stainless steel construction, for paper, plastic and foam cups in vertical, horizontal or angled mounting, NSF | 0.15 | 103.5 | 207 | 180 | 50 | 90 | 4.50 | 0 | 0 | ups | 0.0 |  | True | 6
| 2 | ea |  |  |  | 1 year limited warranty, standard |  | 0 | 0 | 0 |  | 0 | 0.00 | 0 | 0 |  | 0.0 |  | True | 1
GR-1 | 1 | ea | Custom | CUSTOM | SERVING COUNTER - GRILL | NIKEC, BY MILLWORK |  | 0 | 0 | 0 |  | 0 | 0.00 | 0 | 0 |  | 0.0 |  | False | 1 | NIKEC, BY MILLWORK
GR-1.1 | 1 | ea | BSI | XG3930 | Sneeze Guards w/Lights & Heat | XGuard™ Food Shield; Layout: U-Shaped - See Drawing (25"+40"+40"+25") -- Includes: (1) XG3500-4 Adjustable Vertical Partition End Post Brushed Aluminum; (1) XG3500-4 Adjustable Vertical Partition End Post Brushed Aluminum; (1) XG3500-4 Adjustable Vertical Partition Center Post Brushed Aluminum; (1) XG3500-4 Adjustable Vertical Partition Center Post Brushed Aluminum; Mounting Option TBD; (1) XG3500-4; (1) XG3500-4; (1) XG3500-4; (1) XG3500-4; (1) XG3500-4 Adjustable Vertical Partition Center Post Brushed Aluminum; 3/8" tempered glass front panels, DOES NOT INCLUDE TOP SHELVES; Layout: Straight (62"+38") -- Includes: (1) XG3930; (1) 48" BSI Stealth Warmer/Light Combo; LED Light Unit (Within Same Housing); (1) XG3930; BSI LED lights installed in a slim-line housing, wiring by others in the field.; (1) XG3930 Adjustable w/ Top Shelf End Post Brushed Aluminum; (1) XG3930 Adjustable w/ Top Shelf End Post Brushed Aluminum; (1) XG3930 Adjustable w/ Top Shelf Center Post Brushed Aluminum; (1) End Panel - Guard Glass w/holes 1/4" tempered glass (Standard) (Right); Mounting Option TBD; 3/8" tempered glass front panels and 3/8" top shelves; | 0.15 | 4034.039 | 4034.04 | 0 | =Net= | 3507.86 | 0.00 | 0 | 0 |  | 0.0 |  | False | 1
GR-1.2 | 1 | ea | BSI | XG3930 | Sneeze Guards w/Lights & Heat | XGuard™ Food Shield; Layout: U-Shaped - See Drawing (25"+40"+40"+25") -- Includes: (1) XG3500-4 Adjustable Vertical Partition End Post Brushed Aluminum; (1) XG3500-4 Adjustable Vertical Partition End Post Brushed Aluminum; (1) XG3500-4 Adjustable Vertical Partition Center Post Brushed Aluminum; (1) XG3500-4 Adjustable Vertical Partition Center Post Brushed Aluminum; Mounting Option TBD; (1) XG3500-4; (1) XG3500-4; (1) XG3500-4; (1) XG3500-4; (1) XG3500-4 Adjustable Vertical Partition Center Post Brushed Aluminum; 3/8" tempered glass front panels, DOES NOT INCLUDE TOP SHELVES; Layout: Straight (62"+38") -- Includes: (1) XG3930; (1) 48" BSI Stealth Warmer/Light Combo; LED Light Unit (Within Same Housing); (1) XG3930; BSI LED lights installed in a slim-line housing, wiring by others in the field.; (1) XG3930 Adjustable w/ Top Shelf End Post Brushed Aluminum; (1) XG3930 Adjustable w/ Top Shelf End Post Brushed Aluminum; (1) XG3930 Adjustable w/ Top Shelf Center Post Brushed Aluminum; (1) End Panel - Guard Glass w/holes 1/4" tempered glass (Standard) (Right); Mounting Option TBD; 3/8" tempered glass front panels and 3/8" top shelves; | 0.15 | 9336.2865 | 9336.29 | 0 | =Net= | 8118.51 | 0.00 | 0 | 0 |  | 0.0 |  | False | 1
GR-2 | 1 | ea | Continental Refrigerator | D72GN | REFRIGERATED EQUIPMENT BASE, 72" | Refrigerator Griddle Stand, two-section, (4) drawers, two drawers accommodates (1) 12" x 20" x 6" & (1) 6" x 20" x 6", two drawers accommodates (2) 12" x 20" x 6", stainless steel top with drip guard marine edge, stainless steel exterior & interior, electronic control with digital display, hi-low alarm, self-contained refrigeration, R290 hydrocarbon refrigerant, 1/4 HP, 10' cord, cETLus, NSF | 0.15 | 12895.525 | 12895.53 | 22427 | 50 | 11213.5 | 550.00 | 0 | 0 | 150 | 0.0 |  | False | 1
| 1 |  |  |  |  | Standard warranty (for the United States & Canada Only): 3 year parts and labor; additional 4 year compressor part |  | 0 | 0 | 0 |  | 0 | 0.00 | 0 | 0 |  | 0.0 |  | False | 1
| 1 |  |  |  |  | 115v/60/1-ph, 4.2 amps, cord, NEMA 5-15P, standard |  | 0 | 0 | 0 |  | 0 | 0.00 | 0 | 0 |  | 0.0 |  | False | 1
| 1 |  |  |  |  | Condensing unit on the right, standard |  | 0 | 0 | 0 |  | 0 | 0.00 | 0 | 0 |  | 0.0 |  | False | 1
| 1 |  |  |  |  | Casters, 3" diameter, 4"H overall, standard |  | 0 | 0 | 0 |  | 0 | 0.00 | 0 | 0 |  | 0.0 |  | False | 1
GR-3 | 1 | ea | Vulcan | VCCG36-IR | Griddle, Gas, 36" | Heavy Duty Griddle, countertop, gas, 36" W x 24" D cooking surface, 1" thick chrome plate, (3) burners, solid state thermostat every 12", IRX™ infrared burner technology, electronic spark ignition & pilot protection, wire knob guards, (1) drawer, includes: palmetto brush, scraper & blade, stainless steel front, sides, front top ledge, front grease trough, 4" back & tapered side splashes, 4" adjustable legs, 72,000 BTU, NSF, CSA, ENERGY STAR® | 0.15 | 20884 | 20884 | 36320 | 50 | 18160 | 475.00 | 0 | 0 | 85 | 0.0 |  | False | 1
| 1 |  |  |  |  | 1 year limited parts & labor warranty, standard, |  | 0 | 0 | 0 |  | 0 | 0.00 | 0 | 0 |  | 0.0 |  | False | 1
| 1 |  |  |  |  | Natural gas (specify elevation if over 2,000 ft.) |  | 0 | 0 | 0 |  | 0 | 0.00 | 0 | 0 |  | 0.0 |  | False | 1
| 1 |  |  |  |  | 120v/50/60/1-ph, 2 amp, NEMA 5-15P |  | 0 | 0 | 0 |  | 0 | 0.00 | 0 | 0 |  | 0.0 |  | False | 1
GR-4 | 1 | ea | Vulcan | VTEC36 | Charbroiler, Gas, 36" | IRX™ Infrared Charbroiler, gas, countertop, 36-1/2", (3) 22,000 BTU burner, manual control, piezo ignition, crumb tray, stainless steel cooking grids, sides, control panel, top trim, removable heat shield & backsplash, 4" adjustable legs, 66,000 BTU, CSA, NSF | 0.15 | 11095.775 | 11095.78 | 19297 | 50 | 9648.5 | 210.00 | 0 | 0 | 85 | 0.0 |  | False | 1
| 1 |  |  |  |  | 1 year limited parts & labor warranty, standard |  | 0 | 0 | 0 |  | 0 | 0.00 | 0 | 0 |  | 0.0 |  | False | 1
| 1 |  |  |  |  | Gas type to be specified |  | 0 | 0 | 0 |  | 0 | 0.00 | 0 | 0 |  | 0.0 |  | False | 1
GR-5 | 1 | ea | Atlas Metal | WH-4 | Hot Food Well Unit, Drop-In, Electric | Hot Food Drop-In Well Unit, electric, 4-pan size, bain-marie or individual pan, wet type, holds (4) 12" x 20" pans, control panel with single thermostatic control, stainless steel top & inner liner, galvanized outer liner, with fiberglass insulation, UL, ETL-Sanitation | 0.15 | 3428.15 | 3428.15 | 5962 | 50 | 2981 | 174.00 | 0 | 0 | 100 | 0.0 |  | False | 1
| 1 |  |  |  |  | NOTE: Contact Atlas Metal direct for freight quote: FreightQuotes@Atlasfoodserv.com |  | 0 | 0 | 0 |  | 0 | 0.00 | 0 | 0 |  | 0.0 |  | False | 1
| 1 |  |  |  |  | 208v/60/1-ph, 3.4 kW, 16.4 amps, NEMA L6-30P, 850 watt elements |  | 0 | 0 | 0 |  | 0 | 0.00 | 0 | 0 |  | 0.0 |  | False | 1
| 1 | ea | Atlas Metal | AF |  | Automatic Water Fill | 15% | 2300 | 2300 | 4000 | 50 | 2000 | 5.00 | 0 | 0 | 125 | 0.0 |  | False | 1
| 1 |  |  |  |  | NOTE: A water filtration system is highly recommended when using the automatic water fill. |  | 0 | 0 | 0 |  | 0 | 0.00 | 0 | 0 |  | 0.0 |  | False | 1
GR-6 | 1 |  | Accurex | XXEV-96.00-S | EXHAUST VENTILATOR | Grease-X-TractorTM Filter Canopy Hood, Wall Style, Exhaust Only with Single Wall Front Provide Accurex Exhaust Hood Model XXEW as shown on plans and in accordance with the following specification: Kitchen Ventilation hood(s) shall be of the Type I, exhaust only wall canopy suitable for all types of cooking applications. The hood(s) shall be U.L. 710 Listed without a fire damper (with optional) for 400°F, 600°F, or 700°F rated cooking appliances. Please visit www.ul.com for U.L. 710 listing for performance and size options. Make-up air shall be independently provided. The hood(s) exterior shall be constructed of a minimum of 18 gauge 400 series stainless steel (300 series optional). The hood(s) shall be constructed using the standing seam method for optimum strength and with a Performance Enhancing Lip (PEL) to improve capture efficiency by turning air back into the hood. An integral 3-inch air space is provided to meet NFPA® 96 clearance requirements against limited combustible walls. Integral 3-inch air space may be omitted for non-combustible construction. All seams, joints and penetrations of the hood enclosure shall be welded and/or liquid tight. Lighter material gauges, alternate material types and finishes are not acceptable. All unexposed interior surfaces shall be constructed of a minimum 18-gauge corrosion resistant steel including, but not limited to ducts, plenum, and brackets. The hood(s) shall include a filter housing constructed of the same material as the hood. The Grease-X-Tractor high efficiency stainless steel filters shall be U.L. 1046 Classified and NSF Certified as manufactured by Accurex, in sufficient number and size to ensure optimum performance. Grease-X-Tractor filters shall direct the exhaust airflow through individual cyclone chambers, utilizing centrifugal impingement grease extraction technology. The filter housing shall terminate in a pitched, full length grease trough which shall drain into a removable grease container. These filters shall have a grease removal efficiency of 69% at 8 microns (51% from 3-10 microns) and static pressure drop of 0.7-0.8 inWC. Vapor proof, U.L. Listed incandescent (recessed, fluorescent and LED optional, restrictions apply) light fixtures shall be pre-wired to a junction box located at the top of the hood for field connection. Wiring shall conform to the requirements of the NFPA® 70. The canopy hood(s) shall be constructed by Accurex. They shall be built in accordance with the NFPA® 96, IMC, UMC, and bear the NSF Seal of Approval. The hood manufacturer shall provide, on request, the necessary data that confirms compliance with the code authorities listed above. Due to continuous research Accurex reserves the right to change specifications without notice. | 0.15 | 13826.1625 | 13826.16 | 0 | =Net= | 12022.75 | 0.00 | 0 | 0 |  | 0.0 |  | False | 0
GR-7 | 1 |  | Accurex | XXEW-56.00-S | EXHAUST VENTILATOR | Grease-X-TractorTM Filter Canopy Hood, Wall Style, Exhaust Only with Single Wall Front Provide Accurex Exhaust Hood Model XXEW as shown on plans and in accordance with the following specification: Kitchen Ventilation hood(s) shall be of the Type I, exhaust only wall canopy suitable for all types of cooking applications. The hood(s) shall be U.L. 710 Listed without a fire damper (with optional) for 400°F, 600°F, or 700°F rated cooking appliances. Please visit www.ul.com for U.L. 710 listing for performance and size options. Make-up air shall be independently provided. The hood(s) exterior shall be constructed of a minimum of 18 gauge 400 series stainless steel (300 series optional). The hood(s) shall be constructed using the standing seam method for optimum strength and with a Performance Enhancing Lip (PEL) to improve capture efficiency by turning air back into the hood. An integral 3-inch air space is provided to meet NFPA® 96 clearance requirements against limited combustible walls. Integral 3-inch air space may be omitted for non-combustible construction. All seams, joints and penetrations of the hood enclosure shall be welded and/or liquid tight. Lighter material gauges, alternate material types and finishes are not acceptable. All unexposed interior surfaces shall be constructed of a minimum 18-gauge corrosion resistant steel including, but not limited to ducts, plenum, and brackets. The hood(s) shall include a filter housing constructed of the same material as the hood. The Grease-X-Tractor high efficiency stainless steel filters shall be U.L. 1046 Classified and NSF Certified as manufactured by Accurex, in sufficient number and size to ensure optimum performance. Grease-X-Tractor filters shall direct the exhaust airflow through individual cyclone chambers, utilizing centrifugal impingement grease extraction technology. The filter housing shall terminate in a pitched, full length grease trough which shall drain into a removable grease container. These filters shall have a grease removal efficiency of 69% at 8 microns (51% from 3-10 microns) and static pressure drop of 0.7-0.8 inWC. Vapor proof, U.L. Listed incandescent (recessed, fluorescent and LED optional, restrictions apply) light fixtures shall be pre-wired to a junction box located at the top of the hood for field connection. Wiring shall conform to the requirements of the NFPA® 70. The canopy hood(s) shall be constructed by Accurex. They shall be built in accordance with the NFPA® 96, IMC, UMC, and bear the NSF Seal of Approval. The hood manufacturer shall provide, on request, the necessary data that confirms compliance with the code authorities listed above. Due to continuous research Accurex reserves the right to change specifications without notice. | 0.15 | 8085.5005 | 8085.5 | 0 | =Net= | 7030.87 | 0.00 | 0 | 0 |  | 0.0 |  | False | 0
GR-8 | 1 | ea | Ansul | R-102 UTILITY CAB | FIRE SUPPRESSION SYSTEM | Remote utility cabinet-mounted wet chemical type system shall provide surface and duct protection for items of cooking equipment located beneath the Ventilator, Item ______, in accordance with all applicable codes, regulations and provisions of NFPA 17A and 96. All system piping and fitting shall be concealed where possible. Automatic and manual activation, along with means for simultaneous automatic shutting down of protected cooking equipment upon activation of system to be included. All exposed piping to be stainless steel or chrome plated. Fusible link detection system shall be built into ventilator sections by ventilator manufacturer. All exposed fusible links are to be recessed into top of hoods with no visible conduit. Provision shall be made for manual actuation by readily accessible and plainly marked remote octagonal manual fire pull release station in each cooking area, located no less than 54" and no more than 78" above floor & a minimum of 10'-0" from cooking surface. System sized in accordance with new UL 300 test standards. System shall be furnished and installed by authorized Ansul distributor in accordance with manufacturer’s instructions and in accordance with UL listings and shall conform to NFPA Pamphlet 96 and local and/or state codes and standards. This shall include mounting of system units, remote manual releases, nozzles, actuating devices and running of all pipe and control tubing appurtenant to systems. Exhaust system shall be protected against fire by installation of automatic fire extinguishing system. Unit shall be stored pressure type, of sufficient capacity as determined by published standards to provide high concentration of liquid agent in plenum areas and duct collars. Liquid agent to be stored in containers equipped with pressure gauge to verify operational readiness. Nozzles located in plenum and ductwork shall be capable of functioning with heavy accumulation of grease. Micro switches for electrical equipment shut off and/or actuation of fire alarm system shall be furnished as part of the fire extinguishing system by the Kitchen Equipment Contractor. The Electrical Contractor shall furnish and install shunt trip breakers for electrically operated cooking equipment as required to interface with micro switches furnished by the authorized distributor of the fire extinguishing system. The Electrical Contractor is to interface with the building alarm system and/or the fire command station and the micro switches as specified by others. The authorized fire extinguishing system installer is to verify the quantity of micro switches required and furnish same. All access openings, holes, sleeves, chases, etc. in building structure necessary to permit piping and control tubing to be run between system unit, ventilator, and ductwork are to be provided by the General Contractor. Provision shall be made to shut off the gas and electric supply to all cooking equipment upon actuation of the system. System to be UL listed. Ansulex storage container to be ICC approved. Layout approved prior to installation by authority having jurisdiction. The Building Alarm System Contractor is to furnish and install control relay to detect operation of the system by connection to the microswitches supplied by the Fire Extinguishing System Contractor. The Electrical Contractor is to furnish and install the necessary wiring required for the systems as specified. Fire Extinguishing System Installer is to provide all necessary microswitches for interfacing with gas valve and/or shunt trip breakers as installed by the Plumbing Contractor and Electrical Contractor respectively to shut down all cooking equipment in the event of a fire. System shall be inter-wired with shunt-trip breaker and electric/gas shut-off valve serving items of cooking equipment beneath the ventilator to provide power and fuel shut-off in the event of system actuation. Remote octagonal fire pull station located at 4'-0" above finished floor and minimum of 10'-0" from cooking surface. Installation, field inspection and specification shall be performed by a factory authorized Ansul agency. | 0.15 | 10377.14 | 10377.14 | 0 | =Net= | 9023.6 | 0.00 | 0 | 0 |  | 0.0 |  | False | 1
GR-9 | 1 | ea | Accurex | XKC-DCV-SR-11-2-1-0 | VENTILATION DEMAND CONTROL | The Accurex Vari-Flow Control system shall be a UL listed outlet center which shall standardly consist of a NEMA-1 Stainless Steel Enclosure within a Stainless Steel Utility Cabinet, Programmable Logic Controller (PLC), User Interface (keypad with LCD display or touchscreen), temperature sensors and Variable Frequency Drives (VFD’s). The PLC shall be capable of controlling multiple exhaust and supply fans via VFD or analog signals. The user interface shall be either a keypad or touchscreen provided in accordance with the following specifications. Keypad: The user interface shall be a membrane keypad with a graphic overlay and LCD display consisting of, but not limited to, a Lights On/Off button, Fan On/Off button, and Fan 100% button. The control interface shall also include a temperature interlock indicator and system fault indicator light. • In the event of the failure consisting of, but not limited to temperature sensor(s), VFD(s) and fire, the red system fault indicator on the control interface will flash until the failure is corrected. Or Touch Screen: The user interface shall be a touch screen with independent fan and light control, live system monitoring dashboard, trending, fan scheduling, fan and light naming capabilities, and balancing pages for ease of proper kitchen balancing. • In the event of the failure consisting of, but not limited to temperature sensor(s), VFD(s) and fire, the touch screen will automatically go to a fault page, which will describe the current fault. The fault will remain until the failure is corrected. The Vari-Flow sequence of operation shall utilize resistive type temperature sensors that are mounted in the capture tank of the hood to monitor exhaust air temperatures. Temperature sensors shall be made of stainless steel and shall be installed in a UL approved coupling. Fluctuation of exhaust temperature caused by cooking load shall be sensed by the temperature sensor and conveyed to the controller. The controller shall fully modulate the speed of the fans via the VFD or analog signal, from maximum speed down to a minimum speed to be determined by building test and balance. The system shall be capable of serving as an IMC 507.2.1.1 compliant auto start-up control to automatically start the fans during cooking operations (temperature set point 95°F, adjustable). VFD(s) or analog signal(s) shall allow modulation of the fans based on the exhaust air temperature sensed by the temperature sensors. It must have a fully modulating turndown of up to 50% of maximum speed. Upon pressing the Fan 100% button, exhaust fan speeds shall go to maximum speed for 10 minutes (adjustable), or until the Fan 100% button is pressed again, which shall return the system to full temperature control. Variable drives shall be Yaskawa brand (or equivalent) mounted in the utility cabinet. Drives provide thermal overload protection to fans and eliminate the need for magnetic starters for 3 phase motors. To ensure proper building pressurization, the supply fans shall respond to changes in the exhaust fans speeds. The speed of the associated supply fan(s) is determined by the weighted average of the exhaust fans. In a fire condition, the control panel shall be capable of forcing the exhaust to maximum speed, shutdown of supply air, and shutdown of lights regardless of current fan speeds via integration with a fire system. Vari-Flow Controls are also standardly provided with a remote enable, fire system interface, and shunt trip breaker control. Optional features may include, but are not limited to: • Building Management System Interface o BACnet IP o BACnet MSTP o LONworks o Modbus • Space Static Pressure Transducer • Air Proving • Gas Reset • High Temperature Alarm • Wash Interface Due to continuous research Accurex reserves the right to change specifications without notice. | 0.15 | 3364.1985 | 3364.2 | 0 | =Net= | 2925.39 | 0.00 | 0 | 0 |  | 0.0 |  | False | 0
GR-10 | 1 | ea | Continental Refrigerator | 2RFNSS | Reach-In Dual Temp Cabinet | Refrigerator/Freezer, reach-in, two-section, self-contained refrigeration, stainless steel exterior & interior, standard depth, (2) full-height solid self-closing doors, cylinder locks, electronic control with digital display, freezer can be adjusted to operate as low as -10°F, hi-low alarm, LED interior lighting, (6) epoxy-coated steel shelves, electric condensate evaporator, R290 Hydrocarbon refrigerant, dual 1/4 & 1/2 HP, cETLus, NSF | 0.15 | 18279.825 | 18279.83 | 31791 | 50 | 15895.5 | 700.00 | 0 | 0 | 150 | 0.0 |  | False | 1
| 1 |  |  |  |  | Standard warranty (for the United States & Canada Only): 3 year parts and labor; additional 4 year compressor part |  | 0 | 0 | 0 |  | 0 | 0.00 | 0 | 0 |  | 0.0 |  | False | 1
| 1 |  |  |  |  | 115v/60/1-ph, 5.2 amps, cord & plug (refrigerator), standard |  | 0 | 0 | 0 |  | 0 | 0.00 | 0 | 0 |  | 0.0 |  | False | 1
| 1 |  |  |  |  | 115v/60/1-ph, 7.6 amps, cord & plug (freezer), standard |  | 0 | 0 | 0 |  | 0 | 0.00 | 0 | 0 |  | 0.0 |  | False | 1
| 1 |  |  |  |  | Left Door hinged on left & right door hinged on right, standard |  | 0 | 0 | 0 |  | 0 | 0.00 | 0 | 0 |  | 0.0 |  | False | 1
| 1 |  |  |  |  | 5" Casters, standard |  | 0 | 0 | 0 |  | 0 | 0.00 | 0 | 0 |  | 0.0 |  | False | 1
GR-11 | 1 | ea | Food | DETAIL S30 | BACK COUNTER WITH SINK & HAND SINK - HOT FOOD | Custom Fabricated with Sink & Hand Sink Constructed and equipped in accordance with the Plan and Detail S30 Unit dimensions to be 9'-10" Long X 36" Wide X 34" high Front edge per Detail S4.D, open turn down Provide 6" (150mm) high backsplash located at rear per Detail S5 Provide hinged doors per Detail S35 KEC to provide shop drawing for approval |  | 0 | 0 | 0 | =Net= | 0 | 0.00 | 0 | 0 |  | 0.0 |  | False | 1
| 1 | ea | Food | DETAIL S30-SINK |  | Custom Fabricated Constructed and equipped in accordance with the Plan and Detail S30 Unit dimensions to be 16" Long X 20" Wide X 10" High KEC to provide shop drawing for approval |  | 0 | 0 | 0 | =Net= | 0 | 0.00 | 0 | 0 |  | 0.0 |  | False | 1
| 1 | ea | T&S Brass | B-0227-CR-WS |  | Pantry Faucet, double, 4" deck mount, 8" swing nozzle, Cerama cartridges with lever handles and color coded indexes, 1.5 GPM aerator, low lead, ADA Compliant, 1/2" NPT female inlets | 15% | 857.3522 | 857.35 | 0 | =Net= | 745.5236 | 0.00 | 0 | 0 |  | 0.0 |  | False | 1
| 1 | ea | Advance Tabco | 1620A-10 |  | Smart Series™ Sink, undermount, 1-compartment, 16" wide x 20" front-to-back x 10" deep, 3-1/2" drain opening, 18-1/2" x 22-1/2" O.D. trim size, 18 gauge 304 stainless steel (NOT FOR USE WITH STANDARD TABLES) (can be used as undermount on non-stainless tops) | 15% | 3282.957 | 3282.96 | 0 | =Net= | 2854.7452 | 10.00 | 0 | 0 | 100 | 2.00000 |  | False | 1
| 1 | ea | Advance Tabco | K-6 |  | Basket Drain, 1-1/2" IPS | 15% | 195.2688 | 195.27 | 0 | =Net= | 169.799 | 1.00 | 0 | 0 | 125 | 0.0 |  | False | 1
| 1 | ea | Advance Tabco | 1014A-10 |  | Smart Series™ Sink, welded, 1-compartment, 10" wide x 14" front-to-back x 10" deep, 3-1/2" drain opening, 12-1/2" x 16-1/2" O.D. trim size, 20 gauge 304 stainless steel (NOT FOR USE WITH STANDARD TABLES) (can be used as undermount on non-stainless tops) | 15% | 2050.3226 | 2050.32 | 0 | =Net= | 1782.8892 | 5.00 | 0 | 0 | 100 | 1.00000 |  | False | 1
| 1 | ea | T&S Brass | B-0228 |  | Mixing Faucet, deck mount, 6" swing nozzle, 4" centers with 1/2" IPS eccentric flanged female inlets, quarter-turn Eterna cartridges, lever handles, low lead, ADA Compliant | 15% | 831.418 | 831.42 | 0 | =Net= | 722.9722 | 4.20 | 0 | 0 | 77.5 | 0.0 |  | False | 1
| 1 | ea | Advance Tabco | TA-56 |  | 5" tall NSF partition | 15% | 1983.1989 | 1983.2 | 0 | =Net= | 1724.5208 | 5.00 | 0 | 0 | 125 | 0.0 |  | False | 1
GR-12 | 2 | ea | Rubbermaid | FG354060GRAY | 23 GAL WASTE CONTAINER | NIKEC, BY OWNER/OPERATOR |  | 0 | 0 | 0 |  | 0 | 8.24 | 0 | 0 | 150 | 0.0 |  | False | 4 | NIKEC, BY OWNER/OPERATOR
GR-13 | 1 | ea | Atlas Metal | RM-2 | Cold Food Well Unit, Drop-In, Refrigerated | Cold Food Drop-In Unit, 2-pan size, 18/304 stainless steel top & liner with 3" recess, holds (2) 12" x 20" pans, self-contained refrigeration, insulated pan with 22 gauge galvanized outer case, 3/4" drain with strainer, 30-1/4"W x 24-1/2"D cutout required, NSF 7, UL | 0.15 | 5399.25 | 5399.25 | 9390 | 50 | 4695 | 203.00 | 0 | 0 | 150 | 0.0 |  | False | 1
| 1 |  |  |  |  | NOTE: Contact Atlas Metal direct for freight quote: FreightQuotes@Atlasfoodserv.com |  | 0 | 0 | 0 |  | 0 | 0.00 | 0 | 0 |  | 0.0 |  | False | 1
| 1 |  |  |  |  | 1 year parts & labor warranty standard |  | 0 | 0 | 0 |  | 0 | 0.00 | 0 | 0 |  | 0.0 |  | False | 1
| 1 |  |  |  |  | A 3/4" diameter drain & valve, separator channels are provided |  | 0 | 0 | 0 |  | 0 | 0.00 | 0 | 0 |  | 0.0 |  | False | 1
| 1 |  |  |  |  | 120v/60/1-ph, 1/4 HP, 4.2 amps, NEMA 5-15P, standard |  | 0 | 0 | 0 |  | 0 | 0.00 | 0 | 0 |  | 0.0 |  | False | 1
| 1 | ea | Atlas Metal | RS |  | Remote On/Off Switch, for counter mounting | 15% | 230 | 230 | 400 | 50 | 200 | 7.00 | 0 | 0 | ups | 0.0 |  | False | 1
GR-14 | 1 | ea | Pitco (Middleby) | SSH55-2FD | MOBILE FRYERS W/ FILTER & SPREADER | Solstice Supreme™ High Efficiency Prepackaged Fryer System with Solstice™ Filter Drawer System, gas, (2) 40-50 lb. oil capacity full tanks, solid state controls, boil out & melt cycle, drain valve interlock, matchless ignition, self-clean burner, downdraft protection, stainless steel tank, front & sides, under-fryer drawer filtration, total 160,000 BTU (-FF), ENERGY STAR®, CSA Flame, CSA Star, NSF, CE | 0.15 | 35817.0663 | 35817.07 | 62290.55 | 50 | 31145.275 | 550.00 | 0 | 0 | 85 | 0.0 |  | False | 1
| 0 |  |  |  |  | ASI 12 |  | 0 | 0 | 0 |  | 0 | 0.00 | 0 | 0 |  | 0.0 |  | True | 0
| 1 |  |  |  |  | 1 year parts and labor warranty from the date of installation up to a maximum of 15 months from the date of manufacture (with appropriate documentation), standard |  | 0 | 0 | 0 |  | 0 | 0.00 | 0 | 0 |  | 0.0 |  | False | 1
| 1 |  |  |  |  | Natural gas |  | 0 | 0 | 0 |  | 0 | 0.00 | 0 | 0 |  | 0.0 |  | False | 1
| 1 |  |  |  |  | Solid State Thermostat, standard |  | 0 | 0 | 0 |  | 0 | 0.00 | 0 | 0 |  | 0.0 |  | False | 1
| 1 |  |  |  |  | 115v/60/1-ph, 1.7 amps |  | 0 | 0 | 0 |  | 0 | 0.00 | 0 | 0 |  | 0.0 |  | False | 1
| 1 |  |  |  |  | Contact factory for cord information |  | 0 | 0 | 0 |  | 0 | 0.00 | 0 | 0 |  | 0.0 |  | False | 1
| 1 |  |  |  |  | 115v/60/1-ph, 7.0 amps |  | 0 | 0 | 0 |  | 0 | 0.00 | 0 | 0 |  | 0.0 |  | False | 1
| 1 |  |  |  |  | Contact factory for cord information |  | 0 | 0 | 0 |  | 0 | 0.00 | 0 | 0 |  | 0.0 |  | False | 1
| 1 |  |  |  |  | Oil Reclamation for liquid shortening | 15% | 1220.725 | 1220.73 | 2123 | 50 | 1061.5 | 0.00 | 0 | 0 |  | 0.0 |  | False | 1
| 1 |  | Pitco (Middleby) | BNB-SSH55 |  | Solstice Supreme™ Bread & Batter Cabinet, with BNB dump station, fryer match design, approximately 15-5/8" wide, includes 4-5/8" recessed pan and screen, standard finish, stainless steel front, sides & door, for prepackage system SSH55 fryers, NSF | 15% | 1552.9715 | 1552.97 | 2700.82 | 50 | 1350.41 | 150.00 | 0 | 0 | 85 | 17.00000 |  | False | 1
| 1 |  |  |  |  | 1st Position location for Bread & Batter dump station (BFF) |  | 0 | 0 | 0 |  | 0 | 0.00 | 0 | 0 |  | 0.0 |  | False | 1
| 1 | st |  |  |  | Casters, 9", adjustable swivel, 1/2 set | 15% | 226.55 | 226.55 | 394 | 50 | 197 | 0.00 | 0 | 0 |  | 0.0 |  | False | 1
| 1 | ea | Pitco (Middleby) | PFW-1 |  | Food Warmer, built-in, 750watt, CSA, NSF, UL | 15% | 2148.223 | 2148.22 | 1868.02 |  | 1868.02 | 0.00 | 0 | 0 | 85 | 0.0 |  | False | 1
| 1 |  |  |  |  | 120v/60/1-ph, 6.3 amps, 750 watts, NEMA 5-15P |  | 0 | 0 | 0 |  | 0 | 0.00 | 0 | 0 |  | 0.0 |  | False | 1
| 1 |  | Pitco (Middleby) | P6072145 |  | Basket, (2) oblong/twin size, 13-1/2" x 6-1/2" x 5-3/4" deep, long handle, regular mesh (shipped std (n/c) with models "T" SG14, SG14R, SSH55, SE14, SE14X, SE14B, SG14T, 35+, 45+, fryer batteries shipped with (1) per fryer |  | 0 | 0 | 0 |  | 0 | 0.00 | 0 | 0 |  | 0.0 |  | False | 1
| 1 | st | Pitco (Middleby) | B3901504 |  | Casters, 9" adjustable swivel non-lock rear & lock front casters, for battery of (2) Solstice gas and electric fryers, batteries and retherms | 15% | 904.4175 | 904.42 | 786.45 |  | 786.45 | 0.00 | 0 | 0 |  | 0.0 |  | False | 1
| 1 | kt | Dormont | 16100KIT48 |  | Dormont Blue Hose™ Moveable Gas Connector Kit, 1" inside dia., 48" long, covered with stainless steel braid, coated with blue antimicrobial PVC, (1) SnapFast® QD, (1) full port valve, (2) 90° elbows, coiled restraining cable with hardware, 334,000 BTU/hr minimum flow capacity, limited lifetime warranty | 15% | 329.0213 | 329.02 | 635.79 | 50/10 | 286.1055 | 8.38 | 0 | 0 |  | 0.0 |  | False | 1
HF-1 | 1 | ea | Custom | CUSTOM | SERVING COUNTER - HOT FOOD | NIKEC, BY MILLWORK |  | 0 | 0 | 0 |  | 0 | 0.00 | 0 | 0 |  | 0.0 |  | False | 1 | NIKEC, BY MILLWORK
HF-1.1 | 1 | ea | BSI | XG3930 | Sneeze Guard w/Lights & Heat | XGuard™ Food Shield; Layout: Straight (48") -- Includes: (1) XG3930; (1) XG3930 Adjustable w/ Top Shelf End Post Brushed Aluminum; (1) XG3930 Adjustable w/ Top Shelf End Post Brushed Aluminum; (1) End Panel - Guard Glass w/holes 1/4" tempered glass (Standard) (Right); (1) End Panel -Guard Glass w/holes 1/4" tempered glass (Standard) (Left); Mounting Option TBD; 3/8" tempered glass front panels and 3/8" top shelves; BSI LED lights installed in a slim-line housing, wiring by others in the field.; Does Not Include: Heat; Layout: Straight (64"+60"+60") -- Includes: (1) XG3930; (1) 54" BSI Stealth Warmer/Light Combo; (1) XG3930; (1) 42" BSI Stealth Warmer/Light Combo; (1) XG3930; (1) 48" BSI Stealth Warmer/Light Combo; (1) XG3930 Adjustable w/ Top Shelf End Post Brushed Aluminum; (1) XG3930 Adjustable w/ Top Shelf End Post Brushed Aluminum; (1) XG3930 Adjustable w/ Top Shelf Center Post Brushed Aluminum; (1) XG3930 Adjustable w/ Top Shelf Center Post Brushed Aluminum; (1) End Panel - Guard Glass w/holes 1/4" tempered glass (Standard) (Right); (1) End Panel - Guard Glass w/holes 1/4" tempered glass (Standard) (Left); LED Light Unit (Within Same Housing); Mounting Option TBD; 3/8" tempered glass front panels and 3/8" top shelves; | 0.15 | 4319.0205 | 4319.02 | 0 | =Net= | 3755.67 | 0.00 | 0 | 0 |  | 0.0 |  | False | 1
HF-1.2 | 1 | ea | BSI | XG3930 | Sneeze Guards w/Lights | XGuard™ Food Shield; Layout: Straight (37"+37"+38") -- Includes: (1) XG3930; (1) XG3930 Adjustable w/ Top Shelf End Post Brushed Aluminum; (1) XG3930 Adjustable w/ Top Shelf End Post Brushed Aluminum; (1) End Panel - Guard Glass w/holes 1/4" tempered glass (Standard) (Right); (1) End Panel - Guard Glass w/holes 1/4" tempered glass (Standard) (Left); Mounting Option TBD; 3/8" tempered glass front panels and 3/8" top shelves; BSI LED lights installed in a slim-line housing, wiring by others in the field.; (1) XG3930; (1) Clear Span series shall use 1" horizontal tubing to support a floating center post. NOTE - When a CENTER POST is called out on a proposal, typically it does not have a support that goes down to the counter, the center support breaks up the glass panels on the horizontal structure. The horizontal tubing shall carry front panels and top shelves for a clear span up to and not to exceed 78".; (1) XG3930; (1) XG3930 Adjustable w/ Top Shelf Center Post Brushed Aluminum; Does Not Include: Heat; Layout: Straight (62") -- Includes: (1) XG3930; (1) XG3930 Adjustable w/ Top Shelf End Post Brushed Aluminum; (1) XG3930 Adjustable w/ Top Shelf End Post Brushed Aluminum; (1) End Panel - Guard Glass w/holes 1/4" tempered glass (Standard) (Right); (1) End Panel - Guard Glass w/holes 1/4" tempered glass (Standard) (Left); Mounting Option TBD; 3/8" tempered glass front panels and 3/8" top shelves; (1) 42" BSI Stealth Warmer/Light Combo; LED Light Unit (Within Same Housing); Layout: Straight (37.5"+37.5"+36"+37.5"+37.5") -- Includes: (1) XG3930; (1) XG3930 Adjustable w/ Top Shelf End Post Brushed Aluminum; (1) XG3930 Adjustable w/ Top Shelf End Post Brushed Aluminum; (1) End Panel - Guard Glass w/holes 1/4" tempered glass (Standard) (Right); (1) End Panel - Guard Glass w/holes 1/4" tempered glass (Standard) (Left); Mounting Option TBD; 3/8" tempered glass front panels and 3/8" top shelves; BSI LED lights installed in a slim-line housing, wiring by others in the field.; (1) XG3930; (1) Clear Span series shall use 1" horizontal tubing to support a floating center post. NOTE - When a CENTER POST is called out on a proposal, typically it does not have a support that goes down to the counter, the center support breaks up the glass panels on the horizontal structure. The horizontal tubing shall carry front panels and tops helves for a clear span up to and not to exceed 78".; (1) XG3930; (1) XG3930 Adjustable w/ Top Shelf Center Post Brushed Aluminum; (1) XG3930; (1) XG3930; (1) XG3930 Adjustable w/ Top Shelf Center Post Brushed Aluminum; (1) Clear Span series shall use 1" horizontal tubing to support a floating center post. NOTE - When a CENTER POST is called out on a proposal, typically it does not have a support that goes down to the counter, the center support breaks up the glass panels on the horizontal structure. The horizontal tubing shall carry front panels and top shelves for a clear span up to and not to exceed 78".; Does Not Include: Heat; Layout: Straight (54") -- Includes: (1) XG3930; (1) XG3930 Adjustable w/ Top Shelf End Post Brushed Aluminum; (1) XG3930 Adjustable w/ Top Shelf End Post Brushed Aluminum; (1) End Panel - Guard Glass w/holes 1/4" tempered glass (Standard) (Right); (1) End Panel - Guard Glass w/holes 1/4" tempered glass (Standard) (Left); Mounting Option TBD; 3/8" tempered glass front panels and 3/8" top shelves; BSI LED lights installed in a slim-line housing, wiring by others in the field.; Does Not Include: Heat; Layout: Straight (37.5"+37.5") -- Includes: (1) XG3930; (1) XG3930 Adjustable w/ Top Shelf End Post Brushed Aluminum; (1) XG3930 Adjustable w/ Top Shelf End Post Brushed Aluminum; (1) End Panel - Guard Glass w/holes 1/4" tempered glass (Standard) (Right); (1) End Panel - Guard Glass w/holes 1/4" tempered glass (Standard) (Left); Mounting Option TBD; 3/8" tempered glass front panels and 3/8" top shelves; BSI LED lights installed in a slim-line housing, wiring by others in the field.; (1) XG3930; (1) Clear Span series shall use 1" horizontal tubing to support a floating center post. NOTE - When a CENTER POST is called out on a proposal, typically it does not have a support that goes down to the counter, the center support breaks up the glass panels on the horizontal structure. The horizontal tubing shall carry front panels and top shelves for a clear span up to and not to exceed 78".; Does Not Include: Heat; | 0.15 | 17440.026 | 17440.03 | 0 | =Net= | 15165.24 | 0.00 | 0 | 0 |  | 0.0 |  | False | 1
HF-2 | 1 | ea | Alto-Shaam | CS-200/S | CARVING STATION W/ HEAT LAMP & SNEEZE GUARD | Hot Carving Shelf, 33" x 25-3/4" x 30-15/16", indicator light, infrared lamp, (3) position HI/LOW/OFF toggle switch, cutting board, 70 lb. max capacity, recessed surface, framed clear glass breath guard, 1" legs, 18 gauge stainless steel construction, EcoSmart®, cULus, NSF, CE, EAC | 0.15 | 2864.19 | 2864.19 | 3558 | 30 | 2490.6 | 170.00 | 0 | 0 | 85 | 0.0 |  | False | 1
| 1 |  |  |  |  | NOTE: Subject to Manufacturer’s Terms & Conditions. See Documents Section |  | 0 | 0 | 0 |  | 0 | 0.00 | 0 | 0 |  | 0.0 |  | False | 1
| 1 |  |  |  |  | 120v/60/1-ph, 6.3 amps, 0.75kW, cord, NEMA 5-15P, standard |  | 0 | 0 | 0 |  | 0 | 0.00 | 0 | 0 |  | 0.0 |  | False | 1
HF-3 | 1 | ea | Hatco | GRSBF-48-S | HEATED SHELF FOOD WARMER | Glo-Ray® Built In Heated Shelf with Flush Top, 49-1/2" x 25-1/2" surface area, hardcoat aluminum top, control thermostat, illuminated on/off switch & mounting bracket, 1225 watts, NSF, CE, cUL, UL, UL EPH Classified, CSA | 0.15 | 1599.65 | 1599.65 | 2782 | 50 | 1391 | 42.00 | 0 | 0 | 100 | 0.0 |  | False | 1
| 1 |  |  |  |  | NOTE: Sale of this product must comply with Hatco's Minimum Resale Price Policy; consult order acknowledgement for details |  | 0 | 0 | 0 |  | 0 | 0.00 | 0 | 0 |  | 0.0 |  | False | 1
| 1 |  |  |  |  | NOTE: Includes 24/7 parts & service assistance, call 414-671-6350 |  | 0 | 0 | 0 |  | 0 | 0.00 | 0 | 0 |  | 0.0 |  | False | 1
| 1 |  |  |  |  | 1-Yr Warranty on Blanket Heating Elements against burnout, standard |  | 0 | 0 | 0 |  | 0 | 0.00 | 0 | 0 |  | 0.0 |  | False | 1
| 1 |  |  |  |  | 120v/60/1-ph, 1225 watts, 10.2 amps, NEMA 5-15P (domestic voltage), standard |  | 0 | 0 | 0 |  | 0 | 0.00 | 0 | 0 |  | 0.0 |  | False | 1
| 1 |  |  |  |  | NOTE: Recommended for use in metallic countertop, verify that the material is suitable for temperatures up to 200 degree F |  | 0 | 0 | 0 |  | 0 | 0.00 | 0 | 0 |  | 0.0 |  | False | 1
| 1 |  |  |  |  | Thermostat control with lighted rocker switch (available at time of purchase only), standard |  | 0 | 0 | 0 |  | 0 | 0.00 | 0 | 0 |  | 0.0 |  | False | 1
HF-4 | 1 | ea | Atlas Metal | RM-HP-3 | Hot / Cold Food Well Unit, Drop-In, Electric | Hot/Cold Food Drop-In Unit, 3-pan size, 18/304 stainless steel top & liner with 3" recess, holds (3) 12" x 20" pans, immersion-type heating element, self-contained refrigeration, hot/cold selector switch, insulated pan with 22 gauge galvanized outer case, thermostat controls & pilot light included, 3/4" drain with strainer, 44"W x 24-1/2"D cutout required, NSF 169, UL | 0.15 | 8455.95 | 8455.95 | 14706 | 50 | 7353 | 267.00 | 0 | 0 | 150 | 0.0 |  | False | 1
| 1 |  |  |  |  | NOTE: Contact Atlas Metal direct for freight quote: FreightQuotes@Atlasfoodserv.com |  | 0 | 0 | 0 |  | 0 | 0.00 | 0 | 0 |  | 0.0 |  | False | 1
| 1 |  |  |  |  | 1 year parts & labor warranty standard |  | 0 | 0 | 0 |  | 0 | 0.00 | 0 | 0 |  | 0.0 |  | False | 1
| 1 |  |  |  |  | A 3/4" diameter drain & valve, separator channels are provided, units are wired to prevent simultaneous operation, water must be used for hot mode operation |  | 0 | 0 | 0 |  | 0 | 0.00 | 0 | 0 |  | 0.0 |  | False | 1
| 1 |  |  |  |  | 208v/60/1-ph, 14.5 amps, 3.0 kW |  | 0 | 0 | 0 |  | 0 | 0.00 | 0 | 0 |  | 0.0 |  | False | 1
| 1 |  |  |  |  | 120v/60/1-ph, 4.2 amps, 1/4 HP, standard |  | 0 | 0 | 0 |  | 0 | 0.00 | 0 | 0 |  | 0.0 |  | False | 1
| 1 | ea | Atlas Metal | RSHP |  | Remote Switches, for counter mounting | 15% | 583.05 | 583.05 | 1014 | 50 | 507 | 7.00 | 0 | 0 | ups | 0.0 |  | False | 1
| 1 | ea | Atlas Metal | AF |  | Automatic Water Fill | 15% | 2300 | 2300 | 4000 | 50 | 2000 | 5.00 | 0 | 0 | 125 | 0.0 |  | False | 1
| 1 |  |  |  |  | NOTE: A water filtration system is highly recommended when using the automatic water fill. |  | 0 | 0 | 0 |  | 0 | 0.00 | 0 | 0 |  | 0.0 |  | False | 1
| 1 |  |  |  |  | NOTE: A water filtration system is highly recommended when using the automatic water fill. |  | 0 | 0 | 0 |  | 0 | 0.00 | 0 | 0 |  | 0.0 |  | False | 1
HF-5 | 1 | ea | Atlas Metal | WH-4 | Hot Food Well Unit, Drop-In, Electric | Hot Food Drop-In Well Unit, electric, 4-pan size, bain-marie or individual pan, wet type, holds (4) 12" x 20" pans, control panel with single thermostatic control, stainless steel top & inner liner, galvanized outer liner, with fiberglass insulation, UL, ETL-Sanitation | 0.15 | 3428.15 | 3428.15 | 5962 | 50 | 2981 | 174.00 | 0 | 0 | 100 | 0.0 |  | False | 1
| 1 |  |  |  |  | NOTE: Contact Atlas Metal direct for freight quote: FreightQuotes@Atlasfoodserv.com |  | 0 | 0 | 0 |  | 0 | 0.00 | 0 | 0 |  | 0.0 |  | False | 1
| 1 |  |  |  |  | 208v/60/1-ph, 3.4 kW, 16.4 amps, NEMA L6-30P, 850 watt elements |  | 0 | 0 | 0 |  | 0 | 0.00 | 0 | 0 |  | 0.0 |  | False | 1
| 1 | ea | Atlas Metal | AF |  | Automatic Water Fill | 15% | 2300 | 2300 | 4000 | 50 | 2000 | 5.00 | 0 | 0 | 125 | 0.0 |  | False | 1
| 1 |  |  |  |  | NOTE: A water filtration system is highly recommended when using the automatic water fill. |  | 0 | 0 | 0 |  | 0 | 0.00 | 0 | 0 |  | 0.0 |  | False | 1
HF-6 | 1 | ea | Food | DETAIL S30 | BACK COUNTER WITH SINK & HAND SINK - HOT FOOD | Custom Fabricated with Sink & Hand Sink Constructed and equipped in accordance with the Plan and Detail S30 Unit dimensions to be 18'-0" Long X 36" Wide X 34" high Front edge per Detail S4.D, open turn down Provide 6" (150mm) high backsplash located at rear per Detail S5 Provide hinged doors per Detail S35 KEC to provide shop drawing for approval |  | 0 | 0 | 0 | =Net= | 0 | 0.00 | 0 | 0 |  | 0.0 |  | False | 1
| 1 | ea | Food | DETAIL S30-SINK |  | Custom Fabricated Constructed and equipped in accordance with the Plan and Detail S30 Unit dimensions to be 16" Long X 20" Wide X 10" High KEC to provide shop drawing for approval |  | 0 | 0 | 0 | =Net= | 0 | 0.00 | 0 | 0 |  | 0.0 |  | False | 1
| 1 | ea | T&S Brass | B-0227-CR-WS |  | Pantry Faucet, double, 4" deck mount, 8" swing nozzle, Cerama cartridges with lever handles and color coded indexes, 1.5 GPM aerator, low lead, ADA Compliant, 1/2" NPT female inlets | 15% | 1543.2285 | 1543.23 | 281 | =Net= | 1341.9378 | 0.00 | 0 | 0 |  | 0.0 |  | False | 1
| 1 | ea | Advance Tabco | 1620A-10 |  | Smart Series™ Sink, undermount, 1-compartment, 16" wide x 20" front-to-back x 10" deep, 3-1/2" drain opening, 18-1/2" x 22-1/2" O.D. trim size, 18 gauge 304 stainless steel (NOT FOR USE WITH STANDARD TABLES) (can be used as undermount on non-stainless tops) | 15% | 5909.3021 | 5909.3 | 1076 | =Net= | 5138.5235 | 10.00 | 0 | 0 | 100 | 2.00000 |  | False | 1
| 1 | ea | Advance Tabco | K-6 |  | Basket Drain, 1-1/2" IPS | 15% | 351.4827 | 351.48 | 64 | =Net= | 305.6371 | 1.00 | 0 | 0 | 125 | 0.0 |  | False | 1
| 1 | ea | Advance Tabco | 1014A-10 |  | Smart Series™ Sink, welded, 1-compartment, 10" wide x 14" front-to-back x 10" deep, 3-1/2" drain opening, 12-1/2" x 16-1/2" O.D. trim size, 20 gauge 304 stainless steel (NOT FOR USE WITH STANDARD TABLES) (can be used as undermount on non-stainless tops) | 15% | 3690.5678 | 3690.57 | 672 | =Net= | 3209.1894 | 5.00 | 0 | 0 | 100 | 1.00000 |  | False | 1
| 1 | ea | T&S Brass | B-0228 |  | Mixing Faucet, deck mount, 6" swing nozzle, 4" centers with 1/2" IPS eccentric flanged female inlets, quarter-turn Eterna cartridges, lever handles, low lead, ADA Compliant | 15% | 1496.5472 | 1496.55 | 272.5 | =Net= | 1301.3454 | 4.20 | 0 | 0 | 77.5 | 0.0 |  | False | 1
| 1 | ea | Advance Tabco | TA-56 |  | 5" tall NSF partition | 15% | 3569.7457 | 3569.75 | 650 | =Net= | 3104.1267 | 5.00 | 0 | 0 | 125 | 0.0 |  | False | 1
HF-7 | 0 | ea | Food | OPEN NUMBER | OPEN NUMBER |  |  | 0 | 0 | 0 |  | 0 | 0.00 | 0 | 0 |  | 0.0 |  | False | 1
HF-8 | 2 | ea | Rubbermaid | FG354060GRAY | 23 GAL WASTE CONTAINER | NIKEC, BY OWNER/OPERATOR |  | 0 | 0 | 0 |  | 0 | 8.24 | 0 | 0 | 150 | 0.0 |  | False | 4 | NIKEC, BY OWNER/OPERATOR
HF-9 | 2 | ea | Alto-Shaam | 750-S | HEATED LOW TEMP HOLDING CABINET | Halo Heat® Low Temp Holding Cabinet, on/off simple controller with adjustable thermostat, indicator light, capacity (10) 12" x 20" pans, (2) chrome plated side racks, (3) wire shelves, stainless steel exterior, 2-1/2" casters; 2 rigid, 2 swivel with brakes, EcoSmart®, cULus, UL EPH ANSI/NSF 4, CE, IPX3, TUV-NORD, EAC, N11942 | 0.15 | 3654.7 | 7309.4 | 4540 | 30 | 3178 | 228.00 | 0 | 0 | 175 | 0.0 |  | False | 1
| 2 |  |  |  |  | NOTE: Subject to Manufacturer’s Terms & Conditions. See Documents Section |  | 0 | 0 | 0 |  | 0 | 0.00 | 0 | 0 |  | 0.0 |  | False | 1
| 2 |  |  |  |  | 120v/60/1-ph, 9.0 amps, 1.1kW, 5 ft. cord, NEMA 5-15P, standard |  | 0 | 0 | 0 |  | 0 | 0.00 | 0 | 0 |  | 0.0 |  | False | 1
| 2 |  |  |  |  | Solid door, hinged on right, standard |  | 0 | 0 | 0 |  | 0 | 0.00 | 0 | 0 |  | 0.0 |  | False | 1
ID-1 | 1 | ea | Custom | CUSTOM | COFFEE COUNTER WITH SINK & HAND SINK- INFORMATION DESK | NIKEC, BY MILLWORK |  | 0 | 0 | 0 |  | 0 | 0.00 | 0 | 0 |  | 0.0 |  | False | 1 | NIKEC, BY MILLWORK
ID-2 | 1 | ea | Rubbermaid | FG354060GRAY | 23 GAL WASTE CONTAINER | NIKEC, BY OWNER/OPERATOR |  | 0 | 0 | 0 |  | 0 | 8.24 | 0 | 0 | 150 | 0.0 |  | False | 4 | NIKEC, BY OWNER/OPERATOR
ID-3 | 1 | ea | Everpure | EV927200 | WATER FILTRATION SYSTEM, FOR COFFEE BREWERS | QL3 Water Filtration System, QL3 BH², Single, (1) BH² Micro-Pure® II Precoat primary filtration cartridge, reduces chlorine, taste & odor, inhibits scale, 3,000 gallons, 0.5 gpm, 0.5 micron, 3/8" inlet, 3/8" outlet, NSF 42 & 53 (EV927200) | 0.15 | 152.8925 | 152.89 | 265.9 | 50 | 132.95 | 4.00 | 0 | 0 | 70 | 0.0 |  | False | 1
| 1 | ea | Everpure | EV961250 |  | BH² Water Filter Cartridge, BH² Cartridge, (1) BH² Micro-Pure® II Precoat primary filtration cartridge, reduces scale, chlorine, taste & odor, 3,000 gallons, 0.5 gpm, 0.5 micron, NSF 42 & 53 (EV961250) | 15% | 88.2625 | 88.26 | 153.5 | 50 | 76.75 | 12.00 | 0 | 0 | 70 | 0.0 |  | False | 1
ID-4 | 1 | ea | BUNN | 34600.0006 | COFFEE BREWER | 34600.0006 DUAL TF DBC® BrewWISE® ThermoFresh® Coffee Brewer, 16.3 gal/hr, coffee extraction controlled with pre-infusion & pulse brew, digital temperature control, large spray head, automatic programming, stores individual recipes, SplashGard® & optional funnel locks, stainless steel finish, lower hot water faucet, wireless brewer-grinder interface, holds (2) 1-1/2 gallon ThermoFresh servers (servers sold separately), 120/208v/60/1-ph, 5700w, 27.4amps, UL, NSF |  | 0 | 0 | 0 |  | 0 | 91.35 | 0 | 0 | 175 | 13.18000 |  | False | 1 | NIKEC, BY VENDOR
| 1 |  |  |  |  | Equipment discount category net prices must be rounded to the nearest dollar |  | 0 | 0 | 0 |  | 0 | 0.00 | 0 | 0 |  | 0.0 |  | False | 1
| 2 | ea | BUNN | 44050.0200 |  | 44050.0200 TF ThermoFresh® Server with Mechanical Sight Gauge, with base & drip tray, 1-1/2 gallon, lever action dispensing, brew-through lid, portable, soft-grip bail handle, fast flow faucet, aluminum faucet guard, vacuum insulated, stainless steel liner, black finish, for use with twin or single Infusion Series brewers, NSF | 15% | 346.6848 | 693.36 | 602.93 | 50 | 301.465 | 14.30 | 0 | 0 | 92.5 | 2.86500 |  | False | 1
ID-5 | 1 | ea | Continental Refrigerator | D48N-U | Undercounter Refrigerator | Designer Line Undercounter Refrigerator, 48"W, two-section, (2) field rehingeable doors, stainless steel exterior & interior, stainless steel top, 1-3/8" diameter plate casters, front breathing, electronic control with digital display, hi-low alarm, rear mounted self-contained refrigeration, R290 hydrocarbon refrigerant, 1/5 hp, cETLus, ENERGY STAR® | 0.15 | 7706.15 | 7706.15 | 13402 | 50 | 6701 | 248.00 | 0 | 0 | 150 | 0.0 |  | False | 1
| 1 |  |  |  |  | Standard warranty (for the United States & Canada Only): 3 year parts and labor; additional 4 year compressor part |  | 0 | 0 | 0 |  | 0 | 0.00 | 0 | 0 |  | 0.0 |  | False | 1
| 1 |  |  |  |  | 115v/60/1-ph, 2.46 amps, cord & plug, standard |  | 0 | 0 | 0 |  | 0 | 0.00 | 0 | 0 |  | 0.0 |  | False | 1
| 1 |  |  |  |  | Left Door hinged on left & right door hinged on right, standard |  | 0 | 0 | 0 |  | 0 | 0.00 | 0 | 0 |  | 0.0 |  | False | 1
IT-1 | 1 | ea | Custom | CUSTOM | SERVING COUNTER - INTERNATIONAL | NIKEC, BY MILLWORK |  | 0 | 0 | 0 |  | 0 | 0.00 | 0 | 0 |  | 0.0 |  | False | 1 | NIKEC, BY MILLWORK
IT-1.1 | 1 | ea | BSI | XG3930 | Sneeze Guards w/Lights & Heat | XGuard™ Food Shield; Layout: Straight (64"+42"+50"+42"+64") -- Includes: (1) XG3930; (1) 54" BSI Stealth Warmer/Light Combo; LED Light Unit (Within Same Housing); (1) XG3930; BSI LED lights installed in a slim-line housing, wiring by others in the field.; (1) XG3930 Adjustable w/ Top Shelf End Post Brushed Aluminum; (1) XG3930 Adjustable w/ Top Shelf End Post Brushed Aluminum; (1) XG3930 Adjustable w/ Top Shelf Center Post Brushed Aluminum; (1) XG3930 Adjustable w/ Top Shelf Center Post Brushed Aluminum; (1) End Panel - Guard Glass w/holes 1/4" tempered glass (Standard) (Right); (1) End Panel - Guard Glass w/holes 1/4" tempered glass(Standard) (Left); Mounting Option TBD; 3/8" tempered glass front panels and 3/8" topshelves; (1) XG3500-4; (1) XG3930; BSI LED lights installed in a slim-line housing, wiring by others in the field.; (1) XG3930; (1) 54" BSI Stealth Warmer/Light Combo; (1) XG3930 Adjustable w/ Top Shelf Center Post Brushed Aluminum; (1) XG3930 Adjustable w/ Top Shelf Center Post Brushed Aluminum; | 0.15 | 20357.9095 | 20357.91 | 0 | =Net= | 17702.53 | 0.00 | 0 | 0 |  | 0.0 |  | False | 1
IT-2 | 1 | ea | Evo America (Middleby) | 10-0070-NG | DROP-IN ROUND GRIDDLE/PLANCHA | Evo® Affinity 30Gp Commercial Series Drop-In Cooktop, natural gas, indoor use, 30" diameter black seasoned steel cook surface (plancha), (2) round inner & outer temperature zones with separate control knobs, temperature range: 225°-525° F (121°-274° C), stainless steel drip pan, spill collection tray, can be mounted, includes: cleaning kit, (2) stainless steel spatulas, (1) stainless steel scraper, 36,267 BTU, standing gas pilot light, NSF, Made in USA | 0.15 | 12006 | 12006 | 10440 |  | 10440 | 255.00 | 0 | 0 | 85 | 0.0 |  | True | 1
| 1 |  |  |  |  | 1 year limited warranty (contact factory for details) |  | 0 | 0 | 0 |  | 0 | 0.00 | 0 | 0 |  | 0.0 |  | True | 1
| 1 | ea | Evo America (Middleby) | 11-0123-ATK |  | Evo® Affinity 30 Cooktop Trim Kit, square insert, for Evo® Affinity 30G & 30Gp drop-in models, fully welded smooth & blended corners, 304 stainless steel, NSF, Made in USA | 15% | 1322.5 | 1322.5 | 1150 |  | 1150 | 23.00 | 0 | 0 | 85 | 0.0 |  | True | 1
IT-3 | 2 | ea | Atlas Metal | WH-4 | Hot Food Well Unit, Drop-In, Electric | Hot Food Drop-In Well Unit, electric, 4-pan size, bain-marie or individual pan, wet type, holds (4) 12" x 20" pans, control panel with single thermostatic control, stainless steel top & inner liner, galvanized outer liner, with fiberglass insulation, UL, ETL-Sanitation | 0.15 | 3428.15 | 6856.3 | 5962 | 50 | 2981 | 174.00 | 0 | 0 | 100 | 0.0 |  | False | 1
| 2 |  |  |  |  | NOTE: Contact Atlas Metal direct for freight quote: FreightQuotes@Atlasfoodserv.com |  | 0 | 0 | 0 |  | 0 | 0.00 | 0 | 0 |  | 0.0 |  | False | 1
| 2 |  |  |  |  | 208v/60/1-ph, 3.4 kW, 16.4 amps, NEMA L6-30P, 850 watt elements |  | 0 | 0 | 0 |  | 0 | 0.00 | 0 | 0 |  | 0.0 |  | False | 1
| 2 | ea | Atlas Metal | AF |  | Automatic Water Fill | 15% | 2300 | 4600 | 4000 | 50 | 2000 | 5.00 | 0 | 0 | 125 | 0.0 |  | False | 1
| 2 |  |  |  |  | NOTE: A water filtration system is highly recommended when using the automatic water fill. |  | 0 | 0 | 0 |  | 0 | 0.00 | 0 | 0 |  | 0.0 |  | False | 1
IT-4 | 2 | ea | Atlas Metal | RM-2 | Cold Food Well Unit, Drop-In, Refrigerated | Cold Food Drop-In Unit, 2-pan size, 18/304 stainless steel top & liner with 3" recess, holds (2) 12" x 20" pans, self-contained refrigeration, insulated pan with 22 gauge galvanized outer case, 3/4" drain with strainer, 30-1/4"W x 24-1/2"D cutout required, NSF 7, UL | 0.15 | 5399.25 | 10798.5 | 9390 | 50 | 4695 | 203.00 | 0 | 0 | 150 | 0.0 |  | False | 1
| 2 |  |  |  |  | NOTE: Contact Atlas Metal direct for freight quote: FreightQuotes@Atlasfoodserv.com |  | 0 | 0 | 0 |  | 0 | 0.00 | 0 | 0 |  | 0.0 |  | False | 1
| 2 |  |  |  |  | 1 year parts & labor warranty standard |  | 0 | 0 | 0 |  | 0 | 0.00 | 0 | 0 |  | 0.0 |  | False | 1
| 2 |  |  |  |  | A 3/4" diameter drain & valve, separator channels are provided |  | 0 | 0 | 0 |  | 0 | 0.00 | 0 | 0 |  | 0.0 |  | False | 1
| 2 |  |  |  |  | 120v/60/1-ph, 1/4 HP, 4.2 amps, NEMA 5-15P, standard |  | 0 | 0 | 0 |  | 0 | 0.00 | 0 | 0 |  | 0.0 |  | False | 1
| 2 | ea | Atlas Metal | RS |  | Remote On/Off Switch, for counter mounting | 15% | 230 | 460 | 400 | 50 | 200 | 7.00 | 0 | 0 | ups | 0.0 |  | False | 1
IT-5 | 1 | ea | Food | CUSTOM | WALL CAP | NIKEC, BY GC. Wall Cap, size per plan x 54" High, per Dtl. S51 |  | 0 | 0 | 0 |  | 0 | 0.00 | 0 | 0 |  | 0.0 |  | False | 1 | NIKEC, BY GC
IT-6 | 1 |  | Accurex | XXEW-116.00-S | EXHAUST VENTILATOR | Grease-X-TractorTM Filter Canopy Hood, Wall Style, Exhaust Only with Single Wall Front Provide Accurex Exhaust Hood Model XXEW as shown on plans and in accordance with the following specification: Kitchen Ventilation hood(s) shall be of the Type I, exhaust only wall canopy suitable for all types of cooking applications. The hood(s) shall be U.L. 710 Listed without a fire damper (with optional) for 400°F, 600°F, or 700°F rated cooking appliances. Please visit www.ul.com for U.L. 710 listing for performance and size options. Make-up air shall be independently provided. The hood(s) exterior shall be constructed of a minimum of 18 gauge 400 series stainless steel (300 series optional). The hood(s) shall be constructed using the standing seam method for optimum strength and with a Performance Enhancing Lip (PEL) to improve capture efficiency by turning air back into the hood. An integral 3-inch air space is provided to meet NFPA® 96 clearance requirements against limited combustible walls. Integral 3-inch air space may be omitted for non-combustible construction. All seams, joints and penetrations of the hood enclosure shall be welded and/or liquid tight. Lighter material gauges, alternate material types and finishes are not acceptable. All unexposed interior surfaces shall be constructed of a minimum 18-gauge corrosion resistant steel including, but not limited to ducts, plenum, and brackets. The hood(s) shall include a filter housing constructed of the same material as the hood. The Grease-X-Tractor high efficiency stainless steel filters shall be U.L. 1046 Classified and NSF Certified as manufactured by Accurex, in sufficient number and size to ensure optimum performance. Grease-X-Tractor filters shall direct the exhaust airflow through individual cyclone chambers, utilizing centrifugal impingement grease extraction technology. The filter housing shall terminate in a pitched, full length grease trough which shall drain into a removable grease container. These filters shall have a grease removal efficiency of 69% at 8 microns (51% from 3-10 microns) and static pressure drop of 0.7-0.8 inWC. Vapor proof, U.L. Listed incandescent (recessed, fluorescent and LED optional, restrictions apply) light fixtures shall be pre-wired to a junction box located at the top of the hood for field connection. Wiring shall conform to the requirements of the NFPA® 70. The canopy hood(s) shall be constructed by Accurex. They shall be built in accordance with the NFPA® 96, IMC, UMC, and bear the NSF Seal of Approval. The hood manufacturer shall provide, on request, the necessary data that confirms compliance with the code authorities listed above. Due to continuous research Accurex reserves the right to change specifications without notice. | 0.15 | 11278.28 | 11278.28 | 0 | =Net= | 9807.2 | 0.00 | 0 | 0 |  | 0.0 |  | False | 0
IT-7 | 1 |  | Accurex | XXEW-104.00-S | EXHAUST VENTILATOR | Grease-X-TractorTM Filter Canopy Hood, Wall Style, Exhaust Only with Single Wall Front Provide Accurex Exhaust Hood Model XXEW as shown on plans and in accordance with the following specification: Kitchen Ventilation hood(s) shall be of the Type I, exhaust only wall canopy suitable for all types of cooking applications. The hood(s) shall be U.L. 710 Listed without a fire damper (with optional) for 400°F, 600°F, or 700°F rated cooking appliances. Please visit www.ul.com for U.L. 710 listing for performance and size options. Make-up air shall be independently provided. The hood(s) exterior shall be constructed of a minimum of 18 gauge 400 series stainless steel (300 series optional). The hood(s) shall be constructed using the standing seam method for optimum strength and with a Performance Enhancing Lip (PEL) to improve capture efficiency by turning air back into the hood. An integral 3-inch air space is provided to meet NFPA® 96 clearance requirements against limited combustible walls. Integral 3-inch air space may be omitted for non-combustible construction. All seams, joints and penetrations of the hood enclosure shall be welded and/or liquid tight. Lighter material gauges, alternate material types and finishes are not acceptable. All unexposed interior surfaces shall be constructed of a minimum 18-gauge corrosion resistant steel including, but not limited to ducts, plenum, and brackets. The hood(s) shall include a filter housing constructed of the same material as the hood. The Grease-X-Tractor high efficiency stainless steel filters shall be U.L. 1046 Classified and NSF Certified as manufactured by Accurex, in sufficient number and size to ensure optimum performance. Grease-X-Tractor filters shall direct the exhaust airflow through individual cyclone chambers, utilizing centrifugal impingement grease extraction technology. The filter housing shall terminate in a pitched, full length grease trough which shall drain into a removable grease container. These filters shall have a grease removal efficiency of 69% at 8 microns (51% from 3-10 microns) and static pressure drop of 0.7-0.8 inWC. Vapor proof, U.L. Listed incandescent (recessed, fluorescent and LED optional, restrictions apply) light fixtures shall be pre-wired to a junction box located at the top of the hood for field connection. Wiring shall conform to the requirements of the NFPA® 70. The canopy hood(s) shall be constructed by Accurex. They shall be built in accordance with the NFPA® 96, IMC, UMC, and bear the NSF Seal of Approval. The hood manufacturer shall provide, on request, the necessary data that confirms compliance with the code authorities listed above. Due to continuous research Accurex reserves the right to change specifications without notice. | 0.15 | 11576.567 | 11576.57 | 0 | =Net= | 10066.58 | 0.00 | 0 | 0 |  | 0.0 |  | False | 0
IT-8 | 1 | ea | Ansul | R-102 UTILITY CAB | FIRE SUPPRESSION SYSTEM | Remote utility cabinet-mounted wet chemical type system shall provide surface and duct protection for items of cooking equipment located beneath the Ventilator, Item IT-6 & IT-7, in accordance with all applicable codes, regulations and provisions of NFPA 17A and 96. All system piping and fitting shall be concealed where possible. Automatic and manual activation, along with means for simultaneous automatic shutting down of protected cooking equipment upon activation of system to be included. All exposed piping to be stainless steel or chrome plated. Fusible link detection system shall be built into ventilator sections by ventilator manufacturer. All exposed fusible links are to be recessed into top of hoods with no visible conduit. Provision shall be made for manual actuation by readily accessible and plainly marked remote octagonal manual fire pull release station in each cooking area, located no less than 54" and no more than 78" above floor & a minimum of 10'-0" from cooking surface. System sized in accordance with new UL 300 test standards. System shall be furnished and installed by authorized Ansul distributor in accordance with manufacturer’s instructions and in accordance with UL listings and shall conform to NFPA Pamphlet 96 and local and/or state codes and standards. This shall include mounting of system units, remote manual releases, nozzles, actuating devices and running of all pipe and control tubing appurtenant to systems. Exhaust system shall be protected against fire by installation of automatic fire extinguishing system. Unit shall be stored pressure type, of sufficient capacity as determined by published standards to provide high concentration of liquid agent in plenum areas and duct collars. Liquid agent to be stored in containers equipped with pressure gauge to verify operational readiness. Nozzles located in plenum and ductwork shall be capable of functioning with heavy accumulation of grease. Micro switches for electrical equipment shut off and/or actuation of fire alarm system shall be furnished as part of the fire extinguishing system by the Kitchen Equipment Contractor. The Electrical Contractor shall furnish and install shunt trip breakers for electrically operated cooking equipment as required to interface with micro switches furnished by the authorized distributor of the fire extinguishing system. The Electrical Contractor is to interface with the building alarm system and/or the fire command station and the micro switches as specified by others. The authorized fire extinguishing system installer is to verify the quantity of micro switches required and furnish same. All access openings, holes, sleeves, chases, etc. in building structure necessary to permit piping and control tubing to be run between system unit, ventilator, and ductwork are to be provided by the General Contractor. Provision shall be made to shut off the gas and electric supply to all cooking equipment upon actuation of the system. System to be UL listed. Ansulex storage container to be ICC approved. Layout approved prior to installation by authority having jurisdiction. The Building Alarm System Contractor is to furnish and install control relay to detect operation of the system by connection to the microswitches supplied by the Fire Extinguishing System Contractor. The Electrical Contractor is to furnish and install the necessary wiring required for the systems as specified. Fire Extinguishing System Installer is to provide all necessary microswitches for interfacing with gas valve and/or shunt trip breakers as installed by the Plumbing Contractor and Electrical Contractor respectively to shut down all cooking equipment in the event of a fire. System shall be inter-wired with shunt-trip breaker and electric/gas shut-off valve serving items of cooking equipment beneath the ventilator to provide power and fuel shut-off in the event of system actuation. Remote octagonal fire pull station located at 4'-0" above finished floor and minimum of 10'-0" from cooking surface. Installation, field inspection and specification shall be performed by a factory authorized Ansul agency. | 0.15 | 10377.14 | 10377.14 | 0 | =Net= | 9023.6 | 0.00 | 0 | 0 |  | 0.0 |  | False | 1
IT-9 | 1 | ea | Accurex | XKC-DCV-SR-11-2-1-0 | VENTILATION DEMAND CONTROL | The Accurex Vari-Flow Control system shall be a UL listed outlet center which shall standardly consist of a NEMA-1 Stainless Steel Enclosure within a Stainless Steel Utility Cabinet, Programmable Logic Controller (PLC), User Interface (keypad with LCD display or touchscreen), temperature sensors and Variable Frequency Drives (VFD’s). The PLC shall be capable of controlling multiple exhaust and supply fans via VFD or analog signals. The user interface shall be either a keypad or touchscreen provided in accordance with the following specifications. Keypad: The user interface shall be a membrane keypad with a graphic overlay and LCD display consisting of, but not limited to, a Lights On/Off button, Fan On/Off button, and Fan 100% button. The control interface shall also include a temperature interlock indicator and system fault indicator light. • In the event of the failure consisting of, but not limited to temperature sensor(s), VFD(s) and fire, the red system fault indicator on the control interface will flash until the failure is corrected. Or Touch Screen: The user interface shall be a touch screen with independent fan and light control, live system monitoring dashboard, trending, fan scheduling, fan and light naming capabilities, and balancing pages for ease of proper kitchen balancing. • In the event of the failure consisting of, but not limited to temperature sensor(s), VFD(s) and fire, the touch screen will automatically go to a fault page, which will describe the current fault. The fault will remain until the failure is corrected. The Vari-Flow sequence of operation shall utilize resistive type temperature sensors that are mounted in the capture tank of the hood to monitor exhaust air temperatures. Temperature sensors shall be made of stainless steel and shall be installed in a UL approved coupling. Fluctuation of exhaust temperature caused by cooking load shall be sensed by the temperature sensor and conveyed to the controller. The controller shall fully modulate the speed of the fans via the VFD or analog signal, from maximum speed down to a minimum speed to be determined by building test and balance. The system shall be capable of serving as an IMC 507.2.1.1 compliant auto start-up control to automatically start the fans during cooking operations (temperature set point 95°F, adjustable). VFD(s) or analog signal(s) shall allow modulation of the fans based on the exhaust air temperature sensed by the temperature sensors. It must have a fully modulating turndown of up to 50% of maximum speed. Upon pressing the Fan 100% button, exhaust fan speeds shall go to maximum speed for 10 minutes (adjustable), or until the Fan 100% button is pressed again, which shall return the system to full temperature control. Variable drives shall be Yaskawa brand (or equivalent) mounted in the utility cabinet. Drives provide thermal overload protection to fans and eliminate the need for magnetic starters for 3 phase motors. To ensure proper building pressurization, the supply fans shall respond to changes in the exhaust fans speeds. The speed of the associated supply fan(s) is determined by the weighted average of the exhaust fans. In a fire condition, the control panel shall be capable of forcing the exhaust to maximum speed, shutdown of supply air, and shutdown of lights regardless of current fan speeds via integration with a fire system. Vari-Flow Controls are also standardly provided with a remote enable, fire system interface, and shunt trip breaker control. Optional features may include, but are not limited to: • Building Management System Interface o BACnet IP o BACnet MSTP o LONworks o Modbus • Space Static Pressure Transducer • Air Proving • Gas Reset • High Temperature Alarm • Wash Interface Due to continuous research Accurex reserves the right to change specifications without notice. | 0.15 | 3218.5855 | 3218.59 | 0 | =Net= | 2798.77 | 0.00 | 0 | 0 |  | 0.0 |  | False | 0
IT-10 | 0 | ea | Food | OPEN NUMBER | OPEN NUMBER |  |  | 0 | 0 | 0 |  | 0 | 0.00 | 0 | 0 |  | 0.0 |  | False | 1
IT-11 | 0 | ea | Food | OPEN NUMBER | OPEN NUMBER |  |  | 0 | 0 | 0 |  | 0 | 0.00 | 0 | 0 |  | 0.0 |  | False | 1
IT-12 | 1 | ea | Town | M-2-SS | RANGE, WOK | MasterRange® Wok Range, gas, (2) cast iron brick lined chamber, (2) swing faucets mounted on 25" backsplash, knee "L" lever gas handle, stainless steel deck & sides, ETL NSF | 0.15 | 12707.5 | 12707.5 | 22100 | 50 | 11050 | 750.00 | 0 | 0 | 92.5 | 95.00000 |  | False | 1
| 1 |  |  |  |  | Natural gas |  | 0 | 0 | 0 |  | 0 | 0.00 | 0 | 0 |  | 0.0 |  | False | 1
| 1 |  |  |  |  | 1st Chamber: 18" Chamber size |  | 0 | 0 | 0 |  | 0 | 0.00 | 0 | 0 |  | 0.0 |  | False | 1
| 1 | ea | Town | 226920 |  | Shield Tip Burner, angle 18 tip, Gas, for use with 16" or larger chambers, focused high heat, tolerates food spills, natural 90,000 BTU, propane 80,000 BTU (no charge) |  | 0 | 0 | 0 |  | 0 | 18.00 | 0 | 0 | 85 | 0.0 |  | False | 1
| 1 |  |  |  |  | 2nd Chamber: 18" Chamber size |  | 0 | 0 | 0 |  | 0 | 0.00 | 0 | 0 |  | 0.0 |  | False | 1
| 1 | ea | Town | 226920 |  | Shield Tip Burner, angle 18 tip, Gas, for use with 16" or larger chambers, focused high heat, tolerates food spills, natural 90,000 BTU, propane 80,000 BTU (no charge) |  | 0 | 0 | 0 |  | 0 | 36.00 | 0 | 0 | 85 | 0.0 |  | False | 1
| 1 | ea | Town | 228462 |  | Front Gutter/Waterfall Backsplash, (2) chambers, spray bar on top of backsplash, to keep range cool and clean, 60" overall length | 15% | 1282.25 | 1282.25 | 2230 | 50 | 1115 | 0.00 | 0 | 0 | 85 | 0.0 |  | False | 1
| 1 |  |  |  |  | Small sink w/basket is standard |  | 0 | 0 | 0 |  | 0 | 0.00 | 0 | 0 |  | 0.0 |  | False | 1
| 1 |  |  |  |  | Sink located between chambers |  | 0 | 0 | 0 |  | 0 | 0.00 | 0 | 0 |  | 0.0 |  | False | 1
| 1 | ea | Town | 229204 |  | Spice Tray, rectangular, holds (6) 1/6th pans in two rows, stainless steel construction | 15% | 379.5 | 379.5 | 660 | 50 | 330 | 8.00 | 0 | 0 | 85 | 0.0 |  | False | 1
| 1 | ea | Town | 228900 |  | Swing Faucet, automatic, 3/8" diameter, 14" length, lead free | 15% | 104.742 | 104.74 | 182.16 | 50 | 91.08 | 0.00 | 0 | 0 |  | 0.0 |  | False | 1
| 1 | ea | Town | 229018STM |  | Range Steamer Pot with fill & overflow, 44 quart, stainless steel, fits 18" chamber, fits steamer 36520 with steamer cover 36621, grate 229018G and racks 229018XR or 229018TR | 15% | 800.1125 | 800.11 | 1391.5 | 50 | 695.75 | 15.00 | 0 | 0 | 85 | 0.0 |  | False | 1
| 1 | kt | Dormont | 16125KIT48 |  | Dormont Blue Hose™ Moveable Gas Connector Kit, 1-1/4" inside dia., 48" long, covered with stainless steel braid, coated with blue antimicrobial PVC, (1) SnapFast® QD, (1) full port valve, (2) 90° elbows, coiled restraining cable with hardware, 541,000 BTU/hr minimum, limited lifetime warranty | 15% | 532.8387 | 532.84 | 1029.64 | 50/10 | 463.338 | 12.14 | 0 | 0 |  | 0.0 |  | False | 1
IT-13 | 1 | ea | Continental Refrigerator | D27N12M-D | MEGA TOP SANDWICH / SALAD PREPARATION REFRIGERATOR | Designer Line Mighty Top Sandwich Unit, 27"W, one-section, (12) 1/6 size x 4" deep pans with 8" cutting board, (2) drawers, accommodates (1) 12 x 20 x 6 pan per drawer (supplied by others), stainless steel top, front, sides & interior, electronic control with digital display, hi-low alarm, 6" adjustable legs, rear mounted self-contained refrigeration, automatic hot gas condensate evaporator, R290 hydrocarbon refrigerant, 1/5 HP | 0.15 | 9576.05 | 9576.05 | 16654 | 50 | 8327 | 188.00 | 0 | 0 | 150 | 0.0 |  | False | 1
| 1 |  |  |  |  | Standard warranty (for the United States & Canada Only): 3 year parts and labor; additional 4 year compressor part |  | 0 | 0 | 0 |  | 0 | 0.00 | 0 | 0 |  | 0.0 |  | False | 1
| 1 |  |  |  |  | 115v/60/1-ph, 2.46 amps, cord, NEMA 5-15P, standard |  | 0 | 0 | 0 |  | 0 | 0.00 | 0 | 0 |  | 0.0 |  | False | 1
| 1 |  |  |  |  | Crumb catcher | 15% | 105.225 | 105.23 | 183 | 50 | 91.5 | 0.00 | 0 | 0 |  | 0.0 |  | False | 1
| 1 |  |  |  |  | Stainless steel finished back | 15% | 325.45 | 325.45 | 566 | 50 | 283 | 0.00 | 0 | 0 |  | 0.0 |  | False | 1
| 1 | st | Continental Refrigerator | 50177-4 |  | Casters, swivel, with brakes (5" diameter rubber tires) set of 4 (6" height) | 15% | 368 | 368 | 640 | 50 | 320 | 0.00 | 0 | 0 |  | 0.0 |  | False | 1
IT-14 | 1 | ea | Advance Tabco | TKSS-308 | WORK TABLE W/ SINK | Work Table, 96"W x 30"D, 14 gauge 304 stainless steel top with 5"H backsplash, stainless steel legs with side & rear crossrails, adjustable stainless steel bullet feet, NSF | 0.15 | 2123.82 | 2123.82 | 4104 | 50/10 | 1846.8 | 118.00 | 0 | 0 | 125 | 20.00000 |  | False | 1
| 1 | ea | Advance Tabco | TA-31 |  | Side Splash, 5" high (each) | 15% | 125.235 | 125.24 | 242 | 50/10 | 108.9 | 4.00 | 0 | 0 | 125 | 0.0 |  | False | 1
| 1 |  |  |  |  | Weld-In sink - single bowl |  | 0 | 0 | 0 |  | 0 | 0.00 | 0 | 0 |  | 0.0 |  | False | 1
| 1 | ea | Advance Tabco | TA-11B |  | Sink Welded Into Table Top, 16"W x 20"D x 12" deep bowl, includes faucet, NSF (must specify sink location) | 15% | 1037.5875 | 1037.59 | 2005 | 50/10 | 902.25 | 33.00 | 0 | 0 | 125 | 0.0 |  | False | 1
| 1 | ea | Advance Tabco | K-50OMIT |  | To Delete Faucet | 15% | -12.42 | -12.42 | -24 | 50/10 | -10.8 | 0.00 | 0 | 0 | 125 | 0.0 |  | False | 1
| 1 | ea | Advance Tabco | K-316-LU |  | Wrist Handles Only, for splash or deck mount hand sink faucet (1 pair hot & cold 4" long blades), fits faucets supplied after November 2015 with hot & cold color rings that do not have exposed screw head | 15% | 86.4225 | 86.42 | 167 | 50/10 | 75.15 | 2.00 | 0 | 0 | 125 | 0.0 |  | False | 1
| 1 | ea | Advance Tabco | K-5 |  | Drain, twist operated, 2" NPT & 1-1/2" IPS outlet connections | 15% | 113.85 | 113.85 | 220 | 50/10 | 99 | 3.00 | 0 | 0 | 125 | 0.0 |  | False | 1
| 1 | ea | Advance Tabco | K-4 |  | Support Bracket, for lever waste drain handle, (1) support required for each lever drain | 15% | 51.75 | 51.75 | 100 | 50/10 | 45 | 2.00 | 0 | 0 | 150 | 0.0 |  | False | 1
| 1 | ea | Advance Tabco | SS-2020-DL |  | Deluxe Drawer, with keyed lock, 20"W x 20"D x 5" deep drawer pan insert, stainless steel, with drawer slides | 15% | 540.7875 | 540.79 | 1045 | 50/10 | 470.25 | 17.00 | 0 | 0 | 125 | 1.00000 |  | False | 1
| 1 | ea | T&S Brass | B-0227-CR-WS |  | Pantry Faucet, double, 4" deck mount, 8" swing nozzle, Cerama cartridges with lever handles and color coded indexes, 1.5 GPM aerator, low lead, ADA Compliant, 1/2" NPT female inlets | 15% | 161.575 | 161.58 | 281 | 50 | 140.5 | 0.00 | 0 | 0 |  | 0.0 |  | False | 1
IT-15 | 1 | ea | Advance Tabco | WS-12-96-16 | SHELVING, WALL MOUNTED | Shelf, wall-mounted, 96"W x 12"D, 1-5/8" bullnose front edge, 1-1/2"H rear up-turn, 16/304 satin finish stainless steel, NSF (units 84" & longer have (3) support brackets) | 0.15 | 404.685 | 404.69 | 782 | 50/10 | 351.9 | 25.00 | 0 | 0 | 100 | 8.00000 |  | False | 1
IT-16 | 1 | ea | Vulcan | VCBB48 | HD RANGE, 48" CHARBROILER | V Series Heavy Duty Range, gas, 48", modular, charbroiler, cast iron grates & char-radiants, stainless steel front, front top ledge, side, base, burner box & stub back, 4" flanged feet, 130,000 BTU, CSA, NSF | 0.15 | 16354.725 | 16354.73 | 28443 | 50 | 14221.5 | 525.00 | 0 | 0 | 85 | 0.0 |  | False | 1
| 1 |  |  |  |  | 1 year limited parts & labor warranty, standard |  | 0 | 0 | 0 |  | 0 | 0.00 | 0 | 0 |  | 0.0 |  | False | 1
| 1 |  |  |  |  | Gas type to be specified |  | 0 | 0 | 0 |  | 0 | 0.00 | 0 | 0 |  | 0.0 |  | False | 1
| 1 |  |  |  |  | 3/4" rear gas connection, standard |  | 0 | 0 | 0 |  | 0 | 0.00 | 0 | 0 |  | 0.0 |  | False | 1
| 1 |  |  |  |  | Rear gas connection: cap & cover, both ends |  | 0 | 0 | 0 |  | 0 | 0.00 | 0 | 0 |  | 0.0 |  | False | 1
| 1 |  | Vulcan | STAND/C-VCCB48 |  | Equipment Stand, wide, 49" W x 24" H, undershelf, stainless steel, 5" casters | 15% | 2691 | 2691 | 4680 | 50 | 2340 | 140.00 | 0 | 0 | 85 | 0.0 |  | False | 1
| 1 |  | Vulcan | 1INFLEX-4FT |  | 1" X 4' flex hose & quick disconnect with restraining device | 15% | 1570.325 | 1570.33 | 2731 | 50 | 1365.5 | 9.00 | 0 | 0 | 85 | 0.0 |  | False | 1
IT-17 | 1 | ea | Pitco (Middleby) | SSH55-2FD | MOBILE FRYERS W/ FILTER & SPREADER | Solstice Supreme™ High Efficiency Prepackaged Fryer System with Solstice™ Filter Drawer System, gas, (2) 40-50 lb. oil capacity full tanks, solid state controls, boil out & melt cycle, drain valve interlock, matchless ignition, self-clean burner, downdraft protection, stainless steel tank, front & sides, under-fryer drawer filtration, total 160,000 BTU (-FF), ENERGY STAR®, CSA Flame, CSA Star, NSF, CE | 0.15 | 35817.0663 | 35817.07 | 62290.55 | 50 | 31145.275 | 550.00 | 0 | 0 | 85 | 0.0 |  | False | 1
| 0 |  |  |  |  | ASI 12 |  | 0 | 0 | 0 |  | 0 | 0.00 | 0 | 0 |  | 0.0 |  | True | 0
| 1 |  |  |  |  | 1 year parts and labor warranty from the date of installation up to a maximum of 15 months from the date of manufacture (with appropriate documentation), standard |  | 0 | 0 | 0 |  | 0 | 0.00 | 0 | 0 |  | 0.0 |  | False | 1
| 1 |  |  |  |  | Natural gas |  | 0 | 0 | 0 |  | 0 | 0.00 | 0 | 0 |  | 0.0 |  | False | 1
| 1 |  |  |  |  | Solid State Thermostat, standard |  | 0 | 0 | 0 |  | 0 | 0.00 | 0 | 0 |  | 0.0 |  | False | 1
| 1 |  |  |  |  | 115v/60/1-ph, 1.7 amps |  | 0 | 0 | 0 |  | 0 | 0.00 | 0 | 0 |  | 0.0 |  | False | 1
| 1 |  |  |  |  | Contact factory for cord information |  | 0 | 0 | 0 |  | 0 | 0.00 | 0 | 0 |  | 0.0 |  | False | 1
| 1 |  |  |  |  | 115v/60/1-ph, 7.0 amps |  | 0 | 0 | 0 |  | 0 | 0.00 | 0 | 0 |  | 0.0 |  | False | 1
| 1 |  |  |  |  | Contact factory for cord information |  | 0 | 0 | 0 |  | 0 | 0.00 | 0 | 0 |  | 0.0 |  | False | 1
| 1 |  |  |  |  | Oil Reclamation for liquid shortening | 15% | 1220.725 | 1220.73 | 2123 | 50 | 1061.5 | 0.00 | 0 | 0 |  | 0.0 |  | False | 1
| 1 |  | Pitco (Middleby) | BNB-SSH55 |  | Solstice Supreme™ Bread & Batter Cabinet, with BNB dump station, fryer match design, approximately 15-5/8" wide, includes 4-5/8" recessed pan and screen, standard finish, stainless steel front, sides & door, for prepackage system SSH55 fryers, NSF | 15% | 1552.9715 | 1552.97 | 2700.82 | 50 | 1350.41 | 150.00 | 0 | 0 | 85 | 17.00000 |  | False | 1
| 1 |  |  |  |  | 1st Position location for Bread & Batter dump station (BFF) |  | 0 | 0 | 0 |  | 0 | 0.00 | 0 | 0 |  | 0.0 |  | False | 1
| 1 | st |  |  |  | Casters, 9", adjustable swivel, 1/2 set | 15% | 226.55 | 226.55 | 394 | 50 | 197 | 0.00 | 0 | 0 |  | 0.0 |  | False | 1
| 1 | ea | Pitco (Middleby) | PFW-1 |  | Food Warmer, built-in, 750watt, CSA, NSF, UL | 15% | 2148.223 | 2148.22 | 1868.02 |  | 1868.02 | 0.00 | 0 | 0 | 85 | 0.0 |  | False | 1
| 1 |  |  |  |  | 120v/60/1-ph, 6.3 amps, 750 watts, NEMA 5-15P |  | 0 | 0 | 0 |  | 0 | 0.00 | 0 | 0 |  | 0.0 |  | False | 1
| 1 |  | Pitco (Middleby) | P6072145 |  | Basket, (2) oblong/twin size, 13-1/2" x 6-1/2" x 5-3/4" deep, long handle, regular mesh (shipped std (n/c) with models "T" SG14, SG14R, SSH55, SE14, SE14X, SE14B, SG14T, 35+, 45+, fryer batteries shipped with (1) per fryer |  | 0 | 0 | 0 |  | 0 | 0.00 | 0 | 0 |  | 0.0 |  | False | 1
| 1 | st | Pitco (Middleby) | B3901504 |  | Casters, 9" adjustable swivel non-lock rear & lock front casters, for battery of (2) Solstice gas and electric fryers, batteries and retherms | 15% | 904.4175 | 904.42 | 786.45 |  | 786.45 | 0.00 | 0 | 0 |  | 0.0 |  | False | 1
| 1 | kt | Dormont | 16100KIT48 |  | Dormont Blue Hose™ Moveable Gas Connector Kit, 1" inside dia., 48" long, covered with stainless steel braid, coated with blue antimicrobial PVC, (1) SnapFast® QD, (1) full port valve, (2) 90° elbows, coiled restraining cable with hardware, 334,000 BTU/hr minimum flow capacity, limited lifetime warranty | 15% | 329.0213 | 329.02 | 635.79 | 50/10 | 286.1055 | 8.38 | 0 | 0 |  | 0.0 |  | False | 1
IT-18 | 1 | ea | Continental Refrigerator | 2RFNSS | Reach-In Dual Temp Cabinet | Refrigerator/Freezer, reach-in, two-section, self-contained refrigeration, stainless steel exterior & interior, standard depth, (2) full-height solid self-closing doors, cylinder locks, electronic control with digital display, freezer can be adjusted to operate as low as -10°F, hi-low alarm, LED interior lighting, (6) epoxy-coated steel shelves, electric condensate evaporator, R290 Hydrocarbon refrigerant, dual 1/4 & 1/2 HP, cETLus, NSF | 0.15 | 18279.825 | 18279.83 | 31791 | 50 | 15895.5 | 700.00 | 0 | 0 | 150 | 0.0 |  | False | 1
| 1 |  |  |  |  | Standard warranty (for the United States & Canada Only): 3 year parts and labor; additional 4 year compressor part |  | 0 | 0 | 0 |  | 0 | 0.00 | 0 | 0 |  | 0.0 |  | False | 1
| 1 |  |  |  |  | 115v/60/1-ph, 5.2 amps, cord & plug (refrigerator), standard |  | 0 | 0 | 0 |  | 0 | 0.00 | 0 | 0 |  | 0.0 |  | False | 1
| 1 |  |  |  |  | 115v/60/1-ph, 7.6 amps, cord & plug (freezer), standard |  | 0 | 0 | 0 |  | 0 | 0.00 | 0 | 0 |  | 0.0 |  | False | 1
| 1 |  |  |  |  | Left Door hinged on left & right door hinged on right, standard |  | 0 | 0 | 0 |  | 0 | 0.00 | 0 | 0 |  | 0.0 |  | False | 1
| 1 |  |  |  |  | 5" Casters, standard |  | 0 | 0 | 0 |  | 0 | 0.00 | 0 | 0 |  | 0.0 |  | False | 1
IT-19 | 1 | ea | Rubbermaid | FG263200GRAY | 32 GAL WASTE CONTAINER W/ DOLLY | NIKEC, BY OWNER/OPERATOR |  | 0 | 0 | 0 |  | 0 | 8.40 | 0 | 0 | 250 | 0.0 |  | False | 6 | NIKEC, BY OWNER/OPERATOR
| 1 | ea | Rubbermaid | FG264000BLA |  | BRUTE® Dolly, 18-1/4"D x 6-5/8"H, heavy duty 3" casters, 250 lb. capacity, for 2620, 2632, 2643, 2655 black |  | 0 | 0 | 0 |  | 0 | 5.70 | 0 | 0 | 250 | 0.0 |  | False | 2 | NIKEC, BY OWNER
IT-20 | 1 | ea | Continental Refrigerator | D36N-U | Undercounter Refrigerator | Designer Line Undercounter Refrigerator, 36"W, two-section, (2) field rehingeable doors, stainless steel exterior & interior, stainless steel top, 1-3/8" diameter plate casters, front breathing, electronic control with digital display, hi-low alarm, rear mounted self-contained refrigeration, R290 hydrocarbon refrigerant, 1/5 hp, cETLus, ENERGY STAR® | 0.15 | 7431.3 | 7431.3 | 12924 | 50 | 6462 | 239.00 | 0 | 0 | 150 | 0.0 |  | False | 1
| 1 |  |  |  |  | Standard warranty (for the United States & Canada Only): 3 year parts and labor; additional 4 year compressor part |  | 0 | 0 | 0 |  | 0 | 0.00 | 0 | 0 |  | 0.0 |  | False | 1
| 1 |  |  |  |  | 115v/60/1-ph, 2.46 amps, cord & plug, standard |  | 0 | 0 | 0 |  | 0 | 0.00 | 0 | 0 |  | 0.0 |  | False | 1
| 1 |  |  |  |  | Left Door hinged on left & right door hinged on right, standard |  | 0 | 0 | 0 |  | 0 | 0.00 | 0 | 0 |  | 0.0 |  | False | 1
IT-21 | 2 | ea | Town | 57130 | RICE / GRAIN COOKER | RiceMaster® Rice Cooker/Holder, electronic, 30 cup uncooked capacity, stainless steel exterior finish, one touch, auto cook/hold, cooks in 34 minutes, 120v/60/1-ph, 18 amps, 1750 watts, NEMA 5-15P, ETL, NSF | 0.15 | 639.975 | 1279.96 | 1113 | 50 | 556.5 | 30.00 | 0 | 0 | 85 | 4.20000 |  | False | 1
| 2 |  |  |  |  | (2) Two year mail-in parts and labor warranty, standard |  | 0 | 0 | 0 |  | 0 | 0.00 | 0 | 0 |  | 0.0 |  | False | 1
IT-22 | 1 | ea | Vulcan | V6B36B | HD Range, 36", 6 Open Burners | V Series Heavy Duty Range, gas, 36", (6) 35,000 BTU open burners, cast iron grates, cabinet base, stainless steel front, front top ledge, sides, base, burner box & stub back, 6" adjustable legs, 210,000 BTU, CSA, NSF | 0.15 | 12468.3 | 12468.3 | 21684 | 50 | 10842 | 435.00 | 0 | 0 | 85 | 0.0 |  | False | 1
| 1 |  |  |  |  | 1 year limited parts & labor warranty, standard |  | 0 | 0 | 0 |  | 0 | 0.00 | 0 | 0 |  | 0.0 |  | False | 1
| 1 |  |  |  |  | Natural gas (specify elevation if over 2,000 ft.) |  | 0 | 0 | 0 |  | 0 | 0.00 | 0 | 0 |  | 0.0 |  | False | 1
| 1 |  | Vulcan | PRESREG-NA11/4 |  | 1-1/4" NPT pressure regulator (Natural gas) | 15% | 615.25 | 615.25 | 1070 | 50 | 535 | 3.00 | 0 | 0 | 85 | 0.0 |  | False | 1
| 1 |  |  |  |  | 1-1/4" rear gas connection, standard |  | 0 | 0 | 0 |  | 0 | 0.00 | 0 | 0 |  | 0.0 |  | False | 1
| 1 |  |  |  |  | Rear gas connection: cap & cover, both ends |  | 0 | 0 | 0 |  | 0 | 0.00 | 0 | 0 |  | 0.0 |  | False | 1
| 1 | st | Vulcan | CASTERS-RR4 |  | Casters, 5" (set of 4) (2 with locks) | 15% | 733.125 | 733.13 | 1275 | 50 | 637.5 | 10.00 | 0 | 0 | 85 | 0.0 |  | False | 1
IT-23 | 1 | ea | Advance Tabco | KSS-363 | Work Table | Work Table, 36"W x 36"D, 14 gauge 304 stainless steel top with 5"H backsplash, 18 gauge stainless steel adjustable undershelf, stainless steel legs with stainless steel bullet feet, NSF | 0.15 | 1606.32 | 1606.32 | 3104 | 50/10 | 1396.8 | 92.00 | 0 | 0 | 125 | 10.00000 |  | False | 1
IT-24 | 2 | ea | Advance Tabco | WS-12-36-16 | Shelving, Wall Mounted | Shelf, wall-mounted, 36"W x 12"D, 1-5/8" bullnose front edge, 1-1/2"H rear up-turn, 16/304 satin finish stainless steel, NSF | 0.15 | 292.3875 | 584.78 | 565 | 50/10 | 254.25 | 12.00 | 0 | 0 | 100 | 4.00000 |  | False | 1
IT-25 | 1 |  | Accurex | XXEW-72.00-S | EXHAUST VENTILATOR | Grease-X-TractorTM Filter Canopy Hood, Wall Style, Exhaust Only with Single Wall Front Provide Accurex Exhaust Hood Model XXEW as shown on plans and in accordance with the following specification: Kitchen Ventilation hood(s) shall be of the Type I, exhaust only wall canopy suitable for all types of cooking applications. The hood(s) shall be U.L. 710 Listed without a fire damper (with optional) for 400°F, 600°F, or 700°F rated cooking appliances. Please visit www.ul.com for U.L. 710 listing for performance and size options. Make-up air shall be independently provided. The hood(s) exterior shall be constructed of a minimum of 18 gauge 400 series stainless steel (300 series optional). The hood(s) shall be constructed using the standing seam method for optimum strength and with a Performance Enhancing Lip (PEL) to improve capture efficiency by turning air back into the hood. An integral 3-inch air space is provided to meet NFPA® 96 clearance requirements against limited combustible walls. Integral 3-inch air space may be omitted for non-combustible construction. All seams, joints and penetrations of the hood enclosure shall be welded and/or liquid tight. Lighter material gauges, alternate material types and finishes are not acceptable. All unexposed interior surfaces shall be constructed of a minimum 18-gauge corrosion resistant steel including, but not limited to ducts, plenum, and brackets. The hood(s) shall include a filter housing constructed of the same material as the hood. The Grease-X-Tractor high efficiency stainless steel filters shall be U.L. 1046 Classified and NSF Certified as manufactured by Accurex, in sufficient number and size to ensure optimum performance. Grease-X-Tractor filters shall direct the exhaust airflow through individual cyclone chambers, utilizing centrifugal impingement grease extraction technology. The filter housing shall terminate in a pitched, full length grease trough which shall drain into a removable grease container. These filters shall have a grease removal efficiency of 69% at 8 microns (51% from 3-10 microns) and static pressure drop of 0.7-0.8 inWC. Vapor proof, U.L. Listed incandescent (recessed, fluorescent and LED optional, restrictions apply) light fixtures shall be pre-wired to a junction box located at the top of the hood for field connection. Wiring shall conform to the requirements of the NFPA® 70. The canopy hood(s) shall be constructed by Accurex. They shall be built in accordance with the NFPA® 96, IMC, UMC, and bear the NSF Seal of Approval. The hood manufacturer shall provide, on request, the necessary data that confirms compliance with the code authorities listed above. Due to continuous research Accurex reserves the right to change specifications without notice. | 0.15 | 9055.2725 | 9055.27 | 0 | =Net= | 7874.15 | 0.00 | 0 | 0 |  | 0.0 |  | False | 0
IT-26 | 1 | ea | Ansul | R-102 UTILITY CAB | FIRE SUPPRESSION SYSTEM | Remote utility cabinet-mounted wet chemical type system shall provide surface and duct protection for items of cooking equipment located beneath the Ventilator, Item IT-25, in accordance with all applicable codes, regulations and provisions of NFPA 17A and 96. All system piping and fitting shall be concealed where possible. Automatic and manual activation, along with means for simultaneous automatic shutting down of protected cooking equipment upon activation of system to be included. All exposed piping to be stainless steel or chrome plated. Fusible link detection system shall be built into ventilator sections by ventilator manufacturer. All exposed fusible links are to be recessed into top of hoods with no visible conduit. Provision shall be made for manual actuation by readily accessible and plainly marked remote octagonal manual fire pull release station in each cooking area, located no less than 54" and no more than 78" above floor & a minimum of 10'-0" from cooking surface. System sized in accordance with new UL 300 test standards. System shall be furnished and installed by authorized Ansul distributor in accordance with manufacturer’s instructions and in accordance with UL listings and shall conform to NFPA Pamphlet 96 and local and/or state codes and standards. This shall include mounting of system units, remote manual releases, nozzles, actuating devices and running of all pipe and control tubing appurtenant to systems. Exhaust system shall be protected against fire by installation of automatic fire extinguishing system. Unit shall be stored pressure type, of sufficient capacity as determined by published standards to provide high concentration of liquid agent in plenum areas and duct collars. Liquid agent to be stored in containers equipped with pressure gauge to verify operational readiness. Nozzles located in plenum and ductwork shall be capable of functioning with heavy accumulation of grease. Micro switches for electrical equipment shut off and/or actuation of fire alarm system shall be furnished as part of the fire extinguishing system by the Kitchen Equipment Contractor. The Electrical Contractor shall furnish and install shunt trip breakers for electrically operated cooking equipment as required to interface with micro switches furnished by the authorized distributor of the fire extinguishing system. The Electrical Contractor is to interface with the building alarm system and/or the fire command station and the micro switches as specified by others. The authorized fire extinguishing system installer is to verify the quantity of micro switches required and furnish same. All access openings, holes, sleeves, chases, etc. in building structure necessary to permit piping and control tubing to be run between system unit, ventilator, and ductwork are to be provided by the General Contractor. Provision shall be made to shut off the gas and electric supply to all cooking equipment upon actuation of the system. System to be UL listed. Ansulex storage container to be ICC approved. Layout approved prior to installation by authority having jurisdiction. The Building Alarm System Contractor is to furnish and install control relay to detect operation of the system by connection to the microswitches supplied by the Fire Extinguishing System Contractor. The Electrical Contractor is to furnish and install the necessary wiring required for the systems as specified. Fire Extinguishing System Installer is to provide all necessary microswitches for interfacing with gas valve and/or shunt trip breakers as installed by the Plumbing Contractor and Electrical Contractor respectively to shut down all cooking equipment in the event of a fire. System shall be inter-wired with shunt-trip breaker and electric/gas shut-off valve serving items of cooking equipment beneath the ventilator to provide power and fuel shut-off in the event of system actuation. Remote octagonal fire pull station located at 4'-0" above finished floor and minimum of 10'-0" from cooking surface. Installation, field inspection and specification shall be performed by a factory authorized Ansul agency. | 0.15 | 6908.349 | 6908.35 | 0 | =Net= | 6007.26 | 0.00 | 0 | 0 |  | 0.0 |  | False | 1
IT-27 | 1 | ea | Accurex | XKC-DCV-SR-11-1-1-0 | VENTILATION DEMAND CONTROL | The Accurex Vari-Flow Control system shall be a UL listed outlet center which shall standardly consist of a NEMA-1 Stainless Steel Enclosure within a Stainless Steel Utility Cabinet, Programmable Logic Controller (PLC), User Interface (keypad with LCD display or touchscreen), temperature sensors and Variable Frequency Drives (VFD’s). The PLC shall be capable of controlling multiple exhaust and supply fans via VFD or analog signals. The user interface shall be either a keypad or touchscreen provided in accordance with the following specifications. Keypad: The user interface shall be a membrane keypad with a graphic overlay and LCD display consisting of, but not limited to, a Lights On/Off button, Fan On/Off button, and Fan 100% button. The control interface shall also include a temperature interlock indicator and system fault indicator light. • In the event of the failure consisting of, but not limited to temperature sensor(s), VFD(s) and fire, the red system fault indicator on the control interface will flash until the failure is corrected. Or Touch Screen: The user interface shall be a touch screen with independent fan and light control, live system monitoring dashboard, trending, fan scheduling, fan and light naming capabilities, and balancing pages for ease of proper kitchen balancing. • In the event of the failure consisting of, but not limited to temperature sensor(s), VFD(s) and fire, the touch screen will automatically go to a fault page, which will describe the current fault. The fault will remain until the failure is corrected. The Vari-Flow sequence of operation shall utilize resistive type temperature sensors that are mounted in the capture tank of the hood to monitor exhaust air temperatures. Temperature sensors shall be made of stainless steel and shall be installed in a UL approved coupling. Fluctuation of exhaust temperature caused by cooking load shall be sensed by the temperature sensor and conveyed to the controller. The controller shall fully modulate the speed of the fans via the VFD or analog signal, from maximum speed down to a minimum speed to be determined by building test and balance. The system shall be capable of serving as an IMC 507.2.1.1 compliant auto start-up control to automatically start the fans during cooking operations (temperature set point 95°F, adjustable). VFD(s) or analog signal(s) shall allow modulation of the fans based on the exhaust air temperature sensed by the temperature sensors. It must have a fully modulating turndown of up to 50% of maximum speed. Upon pressing the Fan 100% button, exhaust fan speeds shall go to maximum speed for 10 minutes (adjustable), or until the Fan 100% button is pressed again, which shall return the system to full temperature control. Variable drives shall be Yaskawa brand (or equivalent) mounted in the utility cabinet. Drives provide thermal overload protection to fans and eliminate the need for magnetic starters for 3 phase motors. To ensure proper building pressurization, the supply fans shall respond to changes in the exhaust fans speeds. The speed of the associated supply fan(s) is determined by the weighted average of the exhaust fans. In a fire condition, the control panel shall be capable of forcing the exhaust to maximum speed, shutdown of supply air, and shutdown of lights regardless of current fan speeds via integration with a fire system. Vari-Flow Controls are also standardly provided with a remote enable, fire system interface, and shunt trip breaker control. Optional features may include, but are not limited to: • Building Management System Interface o BACnet IP o BACnet MSTP o LONworks o Modbus • Space Static Pressure Transducer • Air Proving • Gas Reset • High Temperature Alarm • Wash Interface Due to continuous research Accurex reserves the right to change specifications without notice. | 0.15 | 3285.4695 | 3285.47 | 0 | =Net= | 2856.93 | 0.00 | 0 | 0 |  | 0.0 |  | False | 0
PP-1 | 1 | ea | Custom | CUSTOM | SERVING COUNTER - PIZZA / PASTA | NIKEC, BY MILLWORK |  | 0 | 0 | 0 |  | 0 | 0.00 | 0 | 0 |  | 0.0 |  | False | 1 | NIKEC, BY MILLWORK
PP-1.1 | 1 | ea | BSI | XG3930 | Sneeze Guards w/ Lights & Heat | XGuard™ Food Shield; Layout: L-Shaped - See Drawing (25"+58"+57"+57"+51") -- Includes: (1) XG3500-4 Adjustable Vertical Partition End Post Brushed Aluminum; (1) XG3930 Adjustable w/ Top Shelf End Post Brushed Aluminum; (1) XG3500-4 Adjustable Vertical Partition Center Post Brushed Aluminum; (1) XG3930 Adjustable w/ Top Shelf Center Post Brushed Aluminum; (1) End Panel - Guard Glass w/holes 1/4" tempered glass (Standard) (Right); Mounting Option TBD; 3/8" tempered glass front panels and 3/8" topshelves; (1) XG3500-4; (1) XG3500-4; (1) XG3930; (1) 48" BSI Stealth Warmer/Light Combo; LED Light Unit (Within Same Housing); (1) XG3930; (1) 48" BSI Stealth Warmer/Light Combo; LED Light Unit (Within Same Housing); (1) XG3930; (1) 36" BSI Stealth Warmer/Light Combo; LED Light Unit (Within Same Housing); (1) XG3930 Adjustable w/ Top Shelf Center Post Brushed Aluminum; (1) XG3930 Adjustable w/ Top Shelf Center Post Brushed Aluminum; | 0.15 | 18556.4 | 18556.4 | 0 | =Net= | 16136 | 0.00 | 0 | 0 |  | 0.0 |  | False | 1
PP-2 | 1 | ea | Hoshizaki | HS-5270 | Cutting Board | Composite Cutting Board, 46" W x 19" D x 1/2" thick, for 46" Pizza Prep Tables, NSF | 0.15 | 1575.5 | 1575.5 | 1370 |  | 1370 | 18.00 | 0 | 0 | 150 | 0.0 |  | False | 1
| 1 |  |  |  |  | 90 days parts only warranty, standard |  | 0 | 0 | 0 |  | 0 | 0.00 | 0 | 0 |  | 0.0 |  | False | 1
PP-3 | 2 | ea | Alto-Shaam | 750-S | Heated Low Temp Holding Cabinet | Halo Heat® Low Temp Holding Cabinet, on/off simple controller with adjustable thermostat, indicator light, capacity (10) 12" x 20" pans, (2) chrome plated side racks, (3) wire shelves, stainless steel exterior, 2-1/2" casters; 2 rigid, 2 swivel with brakes, EcoSmart®, cULus, UL EPH ANSI/NSF 4, CE, IPX3, TUV-NORD, EAC, N11942 | 0.15 | 3654.7 | 7309.4 | 4540 | 30 | 3178 | 228.00 | 0 | 0 | 175 | 0.0 |  | False | 1
| 2 |  |  |  |  | NOTE: Subject to Manufacturer’s Terms & Conditions. See Documents Section |  | 0 | 0 | 0 |  | 0 | 0.00 | 0 | 0 |  | 0.0 |  | False | 1
| 2 |  |  |  |  | 120v/60/1-ph, 9.0 amps, 1.1kW, 5 ft. cord, NEMA 5-15P, standard |  | 0 | 0 | 0 |  | 0 | 0.00 | 0 | 0 |  | 0.0 |  | False | 1
| 1 |  |  |  |  | Solid Door, hinged on left (factory installed) |  | 0 | 0 | 0 |  | 0 | 0.00 | 0 | 0 |  | 0.0 |  | False | 1
PP-4 | 2 | ea | Hatco | GRSBF-48-S | Heated Shelf Food Warmer | Glo-Ray® Built In Heated Shelf with Flush Top, 49-1/2" x 25-1/2" surface area, hardcoat aluminum top, control thermostat, illuminated on/off switch & mounting bracket, 1225 watts, NSF, CE, cUL, UL, UL EPH Classified, CSA | 0.15 | 1599.65 | 3199.3 | 2782 | 50 | 1391 | 42.00 | 0 | 0 | 100 | 0.0 |  | False | 1
| 1 |  |  |  |  | NOTE: Sale of this product must comply with Hatco's Minimum Resale Price Policy; consult order acknowledgement for details |  | 0 | 0 | 0 |  | 0 | 0.00 | 0 | 0 |  | 0.0 |  | False | 1
| 1 |  |  |  |  | NOTE: Includes 24/7 parts & service assistance, call 414-671-6350 |  | 0 | 0 | 0 |  | 0 | 0.00 | 0 | 0 |  | 0.0 |  | False | 1
| 2 |  |  |  |  | 1-Yr Warranty on Blanket Heating Elements against burnout, standard |  | 0 | 0 | 0 |  | 0 | 0.00 | 0 | 0 |  | 0.0 |  | False | 1
| 2 |  |  |  |  | 120v/60/1-ph, 1225 watts, 10.2 amps, NEMA 5-15P (domestic voltage), standard |  | 0 | 0 | 0 |  | 0 | 0.00 | 0 | 0 |  | 0.0 |  | False | 1
| 2 |  |  |  |  | NOTE: Recommended for use in metallic countertop, verify that the material is suitable for temperatures up to 200 degree F |  | 0 | 0 | 0 |  | 0 | 0.00 | 0 | 0 |  | 0.0 |  | False | 1
| 2 |  |  |  |  | Thermostat control with lighted rocker switch (available at time of purchase only), standard |  | 0 | 0 | 0 |  | 0 | 0.00 | 0 | 0 |  | 0.0 |  | False | 1
PP-5 | 1 | ea | Atlas Metal | WH-3 | Hot Food Well Unit, Drop-In, Electric | Hot Food Drop-In Well Unit, electric, 3-pan size, bain-marie or individual pan, wet type, holds (3) 12" x 20" pans, control panel with single thermostatic control, stainless steel top & inner liner, galvanized outer liner, with fiberglass insulation, UL, ETL-Sanitation | 0.15 | 2923.3 | 2923.3 | 5084 | 50 | 2542 | 148.00 | 0 | 0 | 100 | 0.0 |  | False | 1
| 1 |  |  |  |  | NOTE: Contact Atlas Metal direct for freight quote: FreightQuotes@Atlasfoodserv.com |  | 0 | 0 | 0 |  | 0 | 0.00 | 0 | 0 |  | 0.0 |  | False | 1
| 1 |  |  |  |  | 208v/60/1-ph, 2.55 kW, 12.3 amps, NEMA L6-20P, 850 watt elements |  | 0 | 0 | 0 |  | 0 | 0.00 | 0 | 0 |  | 0.0 |  | False | 1
| 1 | ea | Atlas Metal | RT-1 |  | Remote Thermostat, for counter mounting with 36"L lead, 4-1/2" x 6-1/4" cutout required | 15% | 500.25 | 500.25 | 870 | 50 | 435 | 0.00 | 0 | 0 | ups | 0.0 |  | False | 1
| 1 | ea | Atlas Metal | AF |  | Automatic Water Fill | 15% | 2300 | 2300 | 4000 | 50 | 2000 | 5.00 | 0 | 0 | 125 | 0.0 |  | False | 1
| 1 |  |  |  |  | NOTE: A water filtration system is highly recommended when using the automatic water fill. |  | 0 | 0 | 0 |  | 0 | 0.00 | 0 | 0 |  | 0.0 |  | False | 1
PP-6 | 1 | ea | Infrico USA | IRT-MR93-GTCOMBO | Pizza Preparation Refrigerator | Worktop Pizza Prep Table, Refrigerated, granite top, three-section, 27.0 cu. ft. capacity, side-mounted self-contained refrigeration (slide-out), (3) self-closing solid doors with locks, (4) plastic coated wire shelves, universal stainless steel tray slides included, digital controller, auto defrost, 304 stainless steel top, 430 stainless steel interior & exterior, prep table: R290 refrigerant, 1/2 HP, VIP top case: R134a refrigerant, 1/6 HP, CE, cETLus, ETL-Sanitation |  | 8900.721 | 8900.72 | 19779.38 | 50/10 | 8900.721 | 1260.00 | 0 | 0 | 200 | 83.1 |  | True | 1
| 1 |  |  |  |  | Standard warranty: 3 year parts & labor warranty, standard |  | 0 | 0 | 0 |  | 0 | 0.00 | 0 | 0 |  | 0.0 |  | True | 1
| 1 |  |  |  |  | Compressor warranty: Additional 3 year compressor warranty, standard |  | 0 | 0 | 0 |  | 0 | 0.00 | 0 | 0 |  | 0.0 |  | True | 1
| 1 |  |  |  |  | 115v/60/1-ph, 6.2 amps (lower), 1.82 amps (upper), cord with NEMA 5-15P, standard |  | 0 | 0 | 0 |  | 0 | 0.00 | 0 | 0 |  | 0.0 |  | True | 1
| 1 | ea | Infrico USA | ICT-VIP2300GLASS |  | Ingredient Display Case, refrigerated, countertop, 90-9/16" long, 2.86 cu. ft. capacity, lift up glass lid, includes (10) 1/3 stainless steel pans, self-contained refrigeration, digital controller, 300 series stainless steel interior & exterior, 1/6 HP, cETLus, ETL-Sanitation |  | 0 | 0 | 0 |  | 0 | 200.00 | 0 | 0 | 150 | 18.36 |  | True | 1
| 1 |  |  |  |  | 4" casters (2 with locks) standard |  | 0 | 0 | 0 |  | 0 | 0.00 | 0 | 0 |  | 0.0 |  | True | 1
PP-7 | 2 | ea | American Metalcraft | 19030 | Pizza Pan Rack, Wall Mounted | Pizza Pan Rack, 11 shelves, holds pans 10" to 17" diameter x 2-1/4" deep, 27-1/2" undercounter height, chrome plated steel construction | 0.15 | 55.66 | 111.32 | 96.8 | 50 | 48.4 | 5.94 | 0 | 0 |  | 0.0 |  | False | 2
PP-8 | 1 | ea | Marra Forni | EF-RT130G | Pizza Oven, Gas Fired | Neapolitan Gas Fired Oven, 51.18" rotating brick deck, (23) 8", (14) 10", (9) 12" or (5) 16" pizza capacity, (2) turbo burners, integral exhaust system, brick dome, stainless steel flue collar & adapter, grade 1 tile finish, steel stand, 120v/60/1-ph, 12.0 amps, 84,000 BTU, NSF, ETL-Sanitation, cETLus, Made in USA | 0.15 | 101977.883 | 101977.88 | 88676.42 |  | 88676.42 | 5700.00 | 0 | 0 | 77.5 | 0.0 |  | True | 1
| 1 | ea |  |  |  | It is the responsibility of the dealer/customer to coordinate receiving, unloading and installation of the equipment. This includes hiring and scheduling for the necessary equipment and staff required to offload the equipment upon delivery to the job site. Based upon the weight and dimensions of the crated ovens, equipment typically required will include a heavy duty fork-lift with 7’ – 8’ long tines and lift capacity of 6,000 lbs. (10,000 lb. lift capacity for ovens over 7,000 lbs.). The forks must be long enough to span the full width of the oven (per specification sheet). A pallet jack with the same weight capacities will be required for movement of the oven once inside the job site. Special rigging services and equipment may be required for the installation of the equipment into the space. These expenses are the responsibility of the dealer/customer. Marra Forni is not liable for any cost or expense reimbursement that may result from delivery or job site logistic issues. Marra Forni strives to secure our customers “best value and pricing” on freight from our preferred carriers. Any estimate is based on “Ship To” information provided via common carrier, LTL or flatbed, and transit time requirements. Pricing is subject to change based on carrier availability and other conditions at time of shipment. Pricing assumes none of the following are required: time critical delivery window, detention time, expedited service. ALL shipments are FOB Factory, Elkridge, MD (21075). Unless otherwise specified by the dealer/customer, Marra Forni preferred carriers will be used. Freight estimates are subject to change based upon any changes to the quote, including changes in the carrier/tariff rates, fuel surcharges and destination. Marra Forni is not liable for any differences between the estimate and actual freight charges due to these or additional services required but not included on the original estimate quotation. Due to fluctuating costs associated with shipping, specifically with dedicated or flatbed pricing, all quotations provided are estimates only and subject to change. Shipping costs will be verified and potentially requoted prior to final invoicing and actual shipment. |  | 0 | 0 | 0 |  | 0 | 0.00 | 0 | 0 |  | 0.0 |  | True | 1
| 1 | ea |  |  |  | 2 year deck & dome warranty, 1 year parts and labor on gas/electrical components (does not include marble landing), standard |  | 0 | 0 | 0 |  | 0 | 0.00 | 0 | 0 |  | 0.0 |  | True | 1
| 1 | ea |  |  |  | Natural gas |  | 0 | 0 | 0 |  | 0 | 0.00 | 0 | 0 |  | 0.0 |  | True | 1
| 2 | ea |  |  |  | Regulator | 15% | 199.2375 | 398.48 | 173.25 |  | 173.25 | 0.00 | 0 | 0 |  | 0.0 |  | True | 1
| 2 | ea | Marra Forni | MFQDK48 |  | 48" Quick Disconnect Gas Hose (2 required) | 15% | 840.121 | 1680.24 | 730.54 |  | 730.54 | 0.00 | 0 | 0 |  | 0.0 |  | True | 2
| 1 | ea |  |  |  | NOTE: Quick-Disconnect Gas Hose must be used (2 are required for every rotator unit) |  | 0 | 0 | 0 |  | 0 | 0.00 | 0 | 0 |  | 0.0 |  | True | 1
| 1 | ea |  |  |  | Stainless steel mask | 15% | 3779.176 | 3779.18 | 3286.24 |  | 3286.24 | 0.00 | 0 | 0 |  | 0.0 |  | True | 1
| 1 | ea |  |  |  | Fan interlock | 15% | 2584.05 | 2584.05 | 2247 |  | 2247 | 0.00 | 0 | 0 |  | 0.0 |  | True | 1
| 1 | ea |  |  |  | Some tile color selections require an additional cost on top of their shown collection costs. Please refer to the Marra Forni Tile Catalog for reference and identification |  | 0 | 0 | 0 |  | 0 | 0.00 | 0 | 0 |  | 0.0 |  | True | 1
| 1 | ea | Marra Forni | T-01-TKS |  | Marra Forni Pizza Peel Stand, double-sided, with marble base |  | 251.559 | 251.56 | 559.02 | 50/10 | 251.559 | 0.00 | 0 | 0 |  | 0.0 |  | True | 1
| 1 | ea | Marra Forni | T-01-SPK |  | Marra Forni Standard Peel Kit includes (1) 12" loading peel, (1) 10" turning peel, (1) copper cleaning brush, (1) bubble hook, and wall mounted aluminum rack |  | 456.237 | 456.24 | 1013.86 | 50/10 | 456.237 | 0.00 | 0 | 0 |  | 0.0 |  | True | 1
| 1 |  | Marra Forni | FCD BASE |  | ENCLOSED FACADE-STYLE base enclosure matching hearth facade with (2) hinged doors. |  | 0 | 0 | 0 |  | 0 | 0.00 | 0 | 0 |  | 0.0 |  | True | 0
| 1 |  | Marra Forni | SST FINISH |  | Add for stainless steel base enclosure to match option stainless steel hearth opening |  | 0 | 0 | 0 |  | 0 | 0.00 | 0 | 0 |  | 0.0 |  | True | 0
PP-9 | 1 | ea | Food | DETAIL S30 | BACK COUNTER WITH SINK & HAND SINK - PIZZA | Custom Fabricated with Sink & Hand Sink Constructed and equipped in accordance with the Plan and Detail S30 Unit dimensions to be 9'-3" Long X 36" Wide X 34" high Front edge per Detail S4.D, open turn down Provide 6" (150mm) high backsplash located at rear and Left Side per Detail S5 Provide hinged doors per Detail S35 and adj. shelving KEC to provide shop drawing for approval |  | 0 | 0 | 0 | =Net= | 0 | 0.00 | 0 | 0 |  | 0.0 |  | False | 1
| 1 | ea | Food | DETAIL S30-SINK |  | Custom Fabricated Constructed and equipped in accordance with the Plan and Detail S30 Unit dimensions to be 16" Long X 20" Wide X 10" High KEC to provide shop drawing for approval |  | 0 | 0 | 0 | =Net= | 0 | 0.00 | 0 | 0 |  | 0.0 |  | False | 1
| 1 | ea | T&S Brass | B-0227-CR-WS |  | Pantry Faucet, double, 4" deck mount, 8" swing nozzle, Cerama cartridges with lever handles and color coded indexes, 1.5 GPM aerator, low lead, ADA Compliant, 1/2" NPT female inlets | 15% | 798.4018 | 798.4 | 0 | =Net= | 694.2624 | 0.00 | 0 | 0 |  | 0.0 |  | False | 1
| 1 | ea | Advance Tabco | 1620A-10 |  | Smart Series™ Sink, welded, 1-compartment, 16" wide x 20" front-to-back x 10" deep, 3-1/2" drain opening, 18-1/2" x 22-1/2" O.D. trim size, 18 gauge 304 stainless steel (NOT FOR USE WITH STANDARD TABLES) (can be used as undermount on non-stainless tops) | 15% | 3057.2254 | 3057.23 | 0 | =Net= | 2658.4568 | 10.00 | 0 | 0 | 100 | 2.00000 |  | False | 1
| 1 | ea | Advance Tabco | K-6 |  | Basket Drain, 1-1/2" IPS | 15% | 181.8424 | 181.84 | 0 | =Net= | 158.1238 | 1.00 | 0 | 0 | 125 | 0.0 |  | False | 1
| 1 | ea | Advance Tabco | 1014A-10 |  | Smart Series™ Sink, welded, 1-compartment, 10" wide x 14" front-to-back x 10" deep, 3-1/2" drain opening, 12-1/2" x 16-1/2" O.D. trim size, 20 gauge 304 stainless steel (NOT FOR USE WITH STANDARD TABLES) (can be used as undermount on non-stainless tops) | 15% | 1909.3452 | 1909.35 | 0 | =Net= | 1660.3002 | 5.00 | 0 | 0 | 100 | 1.00000 |  | False | 1
| 1 | ea | T&S Brass | B-0228 |  | Mixing Faucet, deck mount, 6" swing nozzle, 4" centers with 1/2" IPS eccentric flanged female inlets, quarter-turn Eterna cartridges, lever handles, low lead, ADA Compliant | 15% | 774.2508 | 774.25 | 0 | =Net= | 673.2616 | 4.20 | 0 | 0 | 77.5 | 0.0 |  | False | 1
| 1 | ea | Advance Tabco | TA-56 |  | 5" tall NSF partition | 15% | 1846.8369 | 1846.84 | 0 | =Net= | 1605.9451 | 5.00 | 0 | 0 | 125 | 0.0 |  | False | 1
PP-10 | 1 | ea | Rubbermaid | FG354060GRAY | 23 GAL WASTE CONTAINER | NIKEC, BY OWNER/OPERATOR |  | 0 | 0 | 0 |  | 0 | 8.24 | 0 | 0 | 150 | 0.0 |  | False | 4 | NIKEC, BY OWNER/OPERATOR
PP-11 | 0 | ea | Food | OPEN NUMBER | OPEN NUMBER |  |  | 0 | 0 | 0 |  | 0 | 0.00 | 0 | 0 |  | 0.0 |  | False | 1
PP-12 | 0 | ea | Food | OPEN NUMBER | OPEN NUMBER |  |  | 0 | 0 | 0 |  | 0 | 0.00 | 0 | 0 |  | 0.0 |  | False | 1
PP-13 | 1 | ea | Advance Tabco | AG-304 | Work Table, MOBILE | Work Table, 48"W x 30"D, 16 gauge 430 stainless steel top, 18 gauge galvanized adjustable undershelf, galvanized legs with adjustable plastic bullet feet, NSF | 0.15 | 679.4775 | 679.48 | 1313 | 50/10 | 590.85 | 89.00 | 0 | 0 | 125 | 5.00000 |  | False | 1
| 1 | st | Advance Tabco | TA-255 |  | Casters, expanding adapter, for 1-5/8" dia. O.D. tube/table legs, 400 lb capacity per caster, set of (4) (2 with brakes) | 15% | 409.3425 | 409.34 | 791 | 50/10 | 355.95 | 15.00 | 0 | 0 | 125 | 0.0 |  | False | 1
PP-14 | 1 | ea | Continental Refrigerator | D2RINSA | Roll-in Refrigerator | Designer Line Refrigerator, roll-in, two-section, self-contained refrigeration, stainless steel exterior, aluminum interior, standard depth cabinet, full-height solid doors, cylinder locks, electronic control with digital display, hi-low alarm, removable stainless steel ramps, R290 hydrocarbon refrigerant, 1/2 HP, cETLus, NSF | 0.15 | 15896.45 | 15896.45 | 27646 | 50 | 13823 | 650.00 | 0 | 0 | 150 | 0.0 |  | False | 1
| 1 |  |  |  |  | Standard warranty (for the United States & Canada Only): 3 year parts and labor; additional 4 year compressor part |  | 0 | 0 | 0 |  | 0 | 0.00 | 0 | 0 |  | 0.0 |  | False | 1
| 1 |  |  |  |  | 115v/60/1-ph, 9.4 amps, cord & plug, standard |  | 0 | 0 | 0 |  | 0 | 0.00 | 0 | 0 |  | 0.0 |  | False | 1
| 1 |  |  |  |  | Left Door hinged on left & right door hinged on right, standard |  | 0 | 0 | 0 |  | 0 | 0.00 | 0 | 0 |  | 0.0 |  | False | 1
PP-15 | 2 | ea | Channel | 406AC | PAN RACK | Bun Pan Rack, Economy, mobile, 20-1/2"W x 26"D x 64"H, front load, open sides, 3" spacing, capacity (18) 18" x 26" bun pans, welded aluminum construction, 5" swivel casters, NSF, Made in USA (published shipping weight does not reflect 50lb. pallet) | 0.15 | 307.395 | 614.8 | 594 | 50/10 | 267.3 | 32.00 | 0 | 0 | 300 | 0.0 |  | False | 1
| 2 | st | Channel | /024 |  | Corner Bumpers (set of 4) | 15% | 77.1075 | 154.22 | 149 | 50/10 | 67.05 | 0.25 | 0 | 0 | 300 | 0.0 |  | False | 4
| 2 | st | Channel | /011 |  | Caster Brakes (set of 2) | 15% | 23.805 | 47.62 | 46 | 50/10 | 20.7 | 0.50 | 0 | 0 | 300 | 0.0 |  | False | 2
PP-16 | 1 | ea | Gemini | GBE-DR 4/36 | DOUGH DIVIDER ROUNDER | Daub Dough Divider/Rounder, semi-automatic, 36 part divider, 1-4 oz. pieces, manual dough dividing & powered rounding action, forward tilting system, automatic motor switch, stainless steel dividing knife, coated anodized aluminum fixed dividing disc, cast iron foot on wheels, 208v/60/3-ph, 4 amps, .55kW, UL, (FOB: Philadelphia, PA) | 0.15 | 16750.1904 | 16750.19 | 20807.69 | 30 | 14565.383 | 785.00 | 0 | 0 | 85 | 0.0 |  | False | 1
| 1 |  |  |  |  | One year service & parts warranty-within continental U.S. |  | 0 | 0 | 0 |  | 0 | 0.00 | 0 | 0 |  | 0.0 |  | False | 1
| 1 |  |  |  |  | Start-up within continental U.S. |  | 0 | 0 | 0 |  | 0 | 0.00 | 0 | 0 |  | 0.0 |  | False | 1
PP-17 | 1 | ea | Hobart | HL600+BUILDUP | 60 QT PLANETARY MIXER | Legacy Planetary Mixer, 60 qt, 2.7 hp, (4) fixed speeds plus stir speed, belt & gear-driven transmission, Shift-on-the-Fly™ controls, 20 minute SmartTimer™, ergonomic swing out bowl, Hobart Quick Release™ agitators, power bowl lift, #12 attachment hub, stainless steel bowl guard, metallic gray electrostatic powder coat finish |  | 0 | 0 | 0 | 30 | 0 | 0.00 | 0 | 0 |  | 70.00000 |  | False | 1
| 1 |  |  |  |  | Standard warranty: 1-Year parts, labor & travel time during normal working hours within the USA |  | 0 | 0 | 0 |  | 0 | 0.00 | 0 | 0 |  | 0.0 |  | False | 1
| 1 | ea | Hobart | HL600-1 |  | 200-240/50/60/3/1 Mixer; without attachments; US/EXP configuration - Legacy Planetary Mixer - Unit Only, 2.7 HP, 60 quart capacity, (4) fixed speeds, gear-driven transmission, 20-Minute SmartTimer™, #12 taper attachment hub, power bowl lift, stainless steel bowl guard | 15% | 26255.88 | 26255.88 | 32616 | 30 | 22831.2 | 916.00 | 0 | 0 |  | 0.0 |  | False | 1
PP-18 | 1 | ea | Advance Tabco | TKSS-3010 | WORK TABLE W/ DRAWER | Work Table, 120"W x 30"D, 14 gauge 304 stainless steel top with 5"H backsplash, stainless steel legs with side & rear crossrails, adjustable stainless steel bullet feet, NSF | 0.15 | 2738.61 | 2738.61 | 5292 | 50/10 | 2381.4 | 249.00 | 0 | 0 | 125 | 40.00000 |  | False | 1
| 1 | ea | Advance Tabco | SS-2020 |  | Deluxe Drawer, 20"W x 20"D x 5" deep drawer pan insert, stainless steel, with drawer slides | 15% | 442.98 | 442.98 | 856 | 50/10 | 385.2 | 17.00 | 0 | 0 | 125 | 1.00000 |  | False | 1
PP-19 | 2 | ea | Advance Tabco | WS-12-120-16 | SHELVING, WALL MOUNTED | Shelf, wall-mounted, 120"W x 12"D, 1-5/8" bullnose front edge, 1-1/2"H rear up-turn, 16/304 satin finish stainless steel, NSF (units 84" & longer have (3) support brackets) | 0.15 | 513.36 | 1026.72 | 992 | 50/10 | 446.4 | 36.00 | 0 | 0 | 100 | 12.00000 |  | False | 1
PP-20 | 4 | ea | Cambro | IBS20148 | MOBILE INGREDIENT BIN | Ingredient Bin, mobile, 21 gallon capacity, molded polyethylene with sliding cover, S-hook on front (scoop NOT included), (4) 3" heavy duty casters (2 front swivel, 2 fixed), with bin securely attached to base plate, white with clear cover, NSF | 0.15 | 284.05 | 1136.2 | 494 | 50 | 247 | 28.00 | 0 | 0 | 175 | 6.63000 |  | False | 1
| 4 | ea | Cambro | SCP24CW135 |  | Camwear® Scoop, 24 oz., polycarbonate, clear, NSF | 15% | 6.555 | 26.24 | 11.4 | 50 | 5.7 | 0.33 | 0 | 0 | 100 | 0.0 |  | False | 12
PP-21 | 1 | ea | Advance Tabco | KSS-304 | Work Table, Stainless Steel Top | Work Table, 48"W x 30"D, 14 gauge 304 stainless steel top with 5"H backsplash, 18 gauge stainless steel adjustable undershelf, stainless steel legs with stainless steel bullet feet, NSF | 0.15 | 1396.215 | 1396.22 | 2698 | 50/10 | 1214.1 | 92.00 | 0 | 0 | 125 | 11.00000 |  | True | 1
| 1 | ea | Advance Tabco | TA-61 |  | Modification to reduce length and/or width of table, start with next largest size then add "TA-61" to model number |  | 0 | 0 | 0 |  | 0 | 0.00 | 0 | 0 | 125 | 0.0 |  | True | 1
| 1 | ea | Advance Tabco | TA-8 |  | Column notch (includes box-out splash) | 15% | 525.2625 | 525.26 | 1015 | 50/10 | 456.75 | 0.00 | 0 | 0 | 125 | 0.0 |  | True | 1
| 1 | ea | Advance Tabco | TA-31 |  | Side Splash, 5" high (each) | 15% | 125.235 | 125.24 | 242 | 50/10 | 108.9 | 4.00 | 0 | 0 | 125 | 0.0 |  | True | 1
| 1 | ft | Advance Tabco | TA-87 |  | Enclose back of splash (per linear foot) | 15% | 67.275 | 67.28 | 130 | 50/10 | 58.5 | 3.00 | 0 | 0 | 125 | 0.0 |  | True | 1
| 1 | sq ft | Advance Tabco | TA-41 |  | Cutting Board, 5/8", Poly-Vance™, (per sq. ft.) | 15% | 67.7925 | 67.79 | 131 | 50/10 | 58.95 | 5.00 | 0 | 0 | 125 | 0.0 |  | True | 1
| 1 | ea | Advance Tabco | TA-91 |  | Poly retaining clips, (for stainless steel top table), includes TA-22 (per table) | 15% | 333.27 | 333.27 | 644 | 50/10 | 289.8 | 0.50 | 0 | 0 | 125 | 0.0 |  | True | 1
| 1 | ea | Advance Tabco | SS-2020 |  | Deluxe Drawer, 20"W x 20"D x 5" deep drawer pan insert, stainless steel, with drawer slides | 15% | 442.98 | 442.98 | 856 | 50/10 | 385.2 | 17.00 | 0 | 0 | 125 | 1.00000 |  | True | 1
| 1 |  |  |  |  | For keyed drawer lock select model SS-2020-DL instead of SS-2020 |  | 0 | 0 | 0 |  | 0 | 0.00 | 0 | 0 |  | 0.0 |  | True | 1
SB-1 | 1 | ea | Custom | CUSTOM | SERVING COUNTER - SALAD BAR | NIKEC, BY MILLWORK |  | 0 | 0 | 0 |  | 0 | 0.00 | 0 | 0 |  | 0.0 |  | False | 1 | NIKEC, BY MILLWORK
SB-1.1 | 1 | ea | BSI | XG3930 | Sneeze Guards w/Lights | XGuard™ Food Shield; Layout: Straight (37"+37"+38") -- Includes: (1) XG3930; (1) XG3930 Adjustable w/ Top Shelf End Post Brushed Aluminum; (1) XG3930 Adjustable w/ Top Shelf End Post Brushed Aluminum; (1) End Panel - Guard Glass w/holes 1/4" tempered glass (Standard) (Right); (1) End Panel - Guard Glass w/holes 1/4" tempered glass (Standard) (Left); Mounting Option TBD; 3/8" tempered glass front panels and 3/8" top shelves; BSI LED lights installed in a slim-line housing, wiring by others in the field.; (1) XG3930; (1) Clear Span series shall use 1" horizontal tubing to support a floating center post. NOTE - When a CENTER POST is called out on a proposal, typically it does not have a support that goes down to the counter, the center support breaks up the glass panels on the horizontal structure. The horizontal tubing shall carry front panels and top shelves for a clear span up to and not to exceed 78".; (1) XG3930; (1) XG3930 Adjustable w/ Top Shelf Center Post Brushed Aluminum; Does Not Include: Heat; Layout: Straight (62") -- Includes: (1) XG3930; (1) XG3930 Adjustable w/ Top Shelf End Post Brushed Aluminum; (1) XG3930 Adjustable w/ Top Shelf End Post Brushed Aluminum; (1) End Panel - Guard Glass w/holes 1/4" tempered glass (Standard) (Right); (1) End Panel - Guard Glass w/holes 1/4" tempered glass (Standard) (Left); Mounting Option TBD; 3/8" tempered glass front panels and 3/8" top shelves; (1) 42" BSI Stealth Warmer/Light Combo; LED Light Unit (Within Same Housing); Layout: Straight (37.5"+37.5"+36"+37.5"+37.5") -- Includes: (1) XG3930; (1) XG3930 Adjustable w/ Top Shelf End Post Brushed Aluminum; (1) XG3930 Adjustable w/ Top Shelf End Post Brushed Aluminum; (1) End Panel - Guard Glass w/holes 1/4" tempered glass (Standard) (Right); (1) End Panel - Guard Glass w/holes 1/4" tempered glass (Standard) (Left); Mounting Option TBD; 3/8" tempered glass front panels and 3/8" top shelves; BSI LED lights installed in a slim-line housing, wiring by others in the field.; (1) XG3930; (1) Clear Span series shall use 1" horizontal tubing to support a floating center post. NOTE - When a CENTER POST is called out on a proposal, typically it does not have a support that goes down to the counter, the center support breaks up the glass panels on the horizontal structure. The horizontal tubing shall carry front panels and tops helves for a clear span up to and not to exceed 78".; (1) XG3930; (1) XG3930 Adjustable w/ Top Shelf Center Post Brushed Aluminum; (1) XG3930; (1) XG3930; (1) XG3930 Adjustable w/ Top Shelf Center Post Brushed Aluminum; (1) Clear Span series shall use 1" horizontal tubing to support a floating center post. NOTE - When a CENTER POST is called out on a proposal, typically it does not have a support that goes down to the counter, the center support breaks up the glass panels on the horizontal structure. The horizontal tubing shall carry front panels and top shelves for a clear span up to and not to exceed 78".; Does Not Include: Heat; Layout: Straight (54") -- Includes: (1) XG3930; (1) XG3930 Adjustable w/ Top Shelf End Post Brushed Aluminum; (1) XG3930 Adjustable w/ Top Shelf End Post Brushed Aluminum; (1) End Panel - Guard Glass w/holes 1/4" tempered glass (Standard) (Right); (1) End Panel - Guard Glass w/holes 1/4" tempered glass (Standard) (Left); Mounting Option TBD; 3/8" tempered glass front panels and 3/8" top shelves; BSI LED lights installed in a slim-line housing, wiring by others in the field.; Does Not Include: Heat; Layout: Straight (37.5"+37.5") -- Includes: (1) XG3930; (1) XG3930 Adjustable w/ Top Shelf End Post Brushed Aluminum; (1) XG3930 Adjustable w/ Top Shelf End Post Brushed Aluminum; (1) End Panel - Guard Glass w/holes 1/4" tempered glass (Standard) (Right); (1) End Panel - Guard Glass w/holes 1/4" tempered glass (Standard) (Left); Mounting Option TBD; 3/8" tempered glass front panels and 3/8" top shelves; BSI LED lights installed in a slim-line housing, wiring by others in the field.; (1) XG3930; (1) Clear Span series shall use 1" horizontal tubing to support a floating center post. NOTE - When a CENTER POST is called out on a proposal, typically it does not have a support that goes down to the counter, the center support breaks up the glass panels on the horizontal structure. The horizontal tubing shall carry front panels and top shelves for a clear span up to and not to exceed 78".; Does Not Include: Heat; | 0.15 | 14772.0145 | 14772.01 | 0 | =Net= | 12845.23 | 0.00 | 0 | 0 |  | 0.0 |  | False | 1
SB-1.2 | 1 | ea | BSI | XG3930 | Sneeze Guards w/Lights | XGuard™ Food Shield; Layout: Straight (37"+37"+38") -- Includes: (1) XG3930; (1) XG3930 Adjustable w/ Top Shelf End Post Brushed Aluminum; (1) XG3930 Adjustable w/ Top Shelf End Post Brushed Aluminum; (1) End Panel - Guard Glass w/holes 1/4" tempered glass (Standard) (Right); (1) End Panel - Guard Glass w/holes 1/4" tempered glass (Standard) (Left); Mounting Option TBD; 3/8" tempered glass front panels and 3/8" top shelves; BSI LED lights installed in a slim-line housing, wiring by others in the field.; (1) XG3930; (1) Clear Span series shall use 1" horizontal tubing to support a floating center post. NOTE - When a CENTER POST is called out on a proposal, typically it does not have a support that goes down to the counter, the center support breaks up the glass panels on the horizontal structure. The horizontal tubing shall carry front panels and top shelves for a clear span up to and not to exceed 78".; (1) XG3930; (1) XG3930 Adjustable w/ Top Shelf Center Post Brushed Aluminum; Does Not Include: Heat; Layout: Straight (62") -- Includes: (1) XG3930; (1) XG3930 Adjustable w/ Top Shelf End Post Brushed Aluminum; (1) XG3930 Adjustable w/ Top Shelf End Post Brushed Aluminum; (1) End Panel - Guard Glass w/holes 1/4" tempered glass (Standard) (Right); (1) End Panel - Guard Glass w/holes 1/4" tempered glass (Standard) (Left); Mounting Option TBD; 3/8" tempered glass front panels and 3/8" top shelves; (1) 42" BSI Stealth Warmer/Light Combo; LED Light Unit (Within Same Housing); Layout: Straight (37.5"+37.5"+36"+37.5"+37.5") -- Includes: (1) XG3930; (1) XG3930 Adjustable w/ Top Shelf End Post Brushed Aluminum; (1) XG3930 Adjustable w/ Top Shelf End Post Brushed Aluminum; (1) End Panel - Guard Glass w/holes 1/4" tempered glass (Standard) (Right); (1) End Panel - Guard Glass w/holes 1/4" tempered glass (Standard) (Left); Mounting Option TBD; 3/8" tempered glass front panels and 3/8" top shelves; BSI LED lights installed in a slim-line housing, wiring by others in the field.; (1) XG3930; (1) Clear Span series shall use 1" horizontal tubing to support a floating center post. NOTE - When a CENTER POST is called out on a proposal, typically it does not have a support that goes down to the counter, the center support breaks up the glass panels on the horizontal structure. The horizontal tubing shall carry front panels and tops helves for a clear span up to and not to exceed 78".; (1) XG3930; (1) XG3930 Adjustable w/ Top Shelf Center Post Brushed Aluminum; (1) XG3930; (1) XG3930; (1) XG3930 Adjustable w/ Top Shelf Center Post Brushed Aluminum; (1) Clear Span series shall use 1" horizontal tubing to support a floating center post. NOTE - When a CENTER POST is called out on a proposal, typically it does not have a support that goes down to the counter, the center support breaks up the glass panels on the horizontal structure. The horizontal tubing shall carry front panels and top shelves for a clear span up to and not to exceed 78".; Does Not Include: Heat; Layout: Straight (54") -- Includes: (1) XG3930; (1) XG3930 Adjustable w/ Top Shelf End Post Brushed Aluminum; (1) XG3930 Adjustable w/ Top Shelf End Post Brushed Aluminum; (1) End Panel - Guard Glass w/holes 1/4" tempered glass (Standard) (Right); (1) End Panel - Guard Glass w/holes 1/4" tempered glass (Standard) (Left); Mounting Option TBD; 3/8" tempered glass front panels and 3/8" top shelves; BSI LED lights installed in a slim-line housing, wiring by others in the field.; Does Not Include: Heat; Layout: Straight (37.5"+37.5") -- Includes: (1) XG3930; (1) XG3930 Adjustable w/ Top Shelf End Post Brushed Aluminum; (1) XG3930 Adjustable w/ Top Shelf End Post Brushed Aluminum; (1) End Panel - Guard Glass w/holes 1/4" tempered glass (Standard) (Right); (1) End Panel - Guard Glass w/holes 1/4" tempered glass (Standard) (Left); Mounting Option TBD; 3/8" tempered glass front panels and 3/8" top shelves; BSI LED lights installed in a slim-line housing, wiring by others in the field.; (1) XG3930; (1) Clear Span series shall use 1" horizontal tubing to support a floating center post. NOTE - When a CENTER POST is called out on a proposal, typically it does not have a support that goes down to the counter, the center support breaks up the glass panels on the horizontal structure. The horizontal tubing shall carry front panels and top shelves for a clear span up to and not to exceed 78".; Does Not Include: Heat; | 0.15 | 4728.593 | 4728.59 | 0 | =Net= | 4111.82 | 0.00 | 0 | 0 |  | 0.0 |  | False | 1
SB-1.3 | 1 | ea | BSI | XG3930 | Sneeze Guards w/Lights | XGuard™ Food Shield; Layout: Straight (37"+37"+38") -- Includes: (1) XG3930; (1) XG3930 Adjustable w/ Top Shelf End Post Brushed Aluminum; (1) XG3930 Adjustable w/ Top Shelf End Post Brushed Aluminum; (1) End Panel - Guard Glass w/holes 1/4" tempered glass (Standard) (Right); (1) End Panel - Guard Glass w/holes 1/4" tempered glass (Standard) (Left); Mounting Option TBD; 3/8" tempered glass front panels and 3/8" top shelves; BSI LED lights installed in a slim-line housing, wiring by others in the field.; (1) XG3930; (1) Clear Span series shall use 1" horizontal tubing to support a floating center post. NOTE - When a CENTER POST is called out on a proposal, typically it does not have a support that goes down to the counter, the center support breaks up the glass panels on the horizontal structure. The horizontal tubing shall carry front panels and top shelves for a clear span up to and not to exceed 78".; (1) XG3930; (1) XG3930 Adjustable w/ Top Shelf Center Post Brushed Aluminum; Does Not Include: Heat; Layout: Straight (62") -- Includes: (1) XG3930; (1) XG3930 Adjustable w/ Top Shelf End Post Brushed Aluminum; (1) XG3930 Adjustable w/ Top Shelf End Post Brushed Aluminum; (1) End Panel - Guard Glass w/holes 1/4" tempered glass (Standard) (Right); (1) End Panel - Guard Glass w/holes 1/4" tempered glass (Standard) (Left); Mounting Option TBD; 3/8" tempered glass front panels and 3/8" top shelves; (1) 42" BSI Stealth Warmer/Light Combo; LED Light Unit (Within Same Housing); Layout: Straight (37.5"+37.5"+36"+37.5"+37.5") -- Includes: (1) XG3930; (1) XG3930 Adjustable w/ Top Shelf End Post Brushed Aluminum; (1) XG3930 Adjustable w/ Top Shelf End Post Brushed Aluminum; (1) End Panel - Guard Glass w/holes 1/4" tempered glass (Standard) (Right); (1) End Panel - Guard Glass w/holes 1/4" tempered glass (Standard) (Left); Mounting Option TBD; 3/8" tempered glass front panels and 3/8" top shelves; BSI LED lights installed in a slim-line housing, wiring by others in the field.; (1) XG3930; (1) Clear Span series shall use 1" horizontal tubing to support a floating center post. NOTE - When a CENTER POST is called out on a proposal, typically it does not have a support that goes down to the counter, the center support breaks up the glass panels on the horizontal structure. The horizontal tubing shall carry front panels and tops helves for a clear span up to and not to exceed 78".; (1) XG3930; (1) XG3930 Adjustable w/ Top Shelf Center Post Brushed Aluminum; (1) XG3930; (1) XG3930; (1) XG3930 Adjustable w/ Top Shelf Center Post Brushed Aluminum; (1) Clear Span series shall use 1" horizontal tubing to support a floating center post. NOTE - When a CENTER POST is called out on a proposal, typically it does not have a support that goes down to the counter, the center support breaks up the glass panels on the horizontal structure. The horizontal tubing shall carry front panels and top shelves for a clear span up to and not to exceed 78".; Does Not Include: Heat; Layout: Straight (54") -- Includes: (1) XG3930; (1) XG3930 Adjustable w/ Top Shelf End Post Brushed Aluminum; (1) XG3930 Adjustable w/ Top Shelf End Post Brushed Aluminum; (1) End Panel - Guard Glass w/holes 1/4" tempered glass (Standard) (Right); (1) End Panel - Guard Glass w/holes 1/4" tempered glass (Standard) (Left); Mounting Option TBD; 3/8" tempered glass front panels and 3/8" top shelves; BSI LED lights installed in a slim-line housing, wiring by others in the field.; Does Not Include: Heat; Layout: Straight (37.5"+37.5") -- Includes: (1) XG3930; (1) XG3930 Adjustable w/ Top Shelf End Post Brushed Aluminum; (1) XG3930 Adjustable w/ Top Shelf End Post Brushed Aluminum; (1) End Panel - Guard Glass w/holes 1/4" tempered glass (Standard) (Right); (1) End Panel - Guard Glass w/holes 1/4" tempered glass (Standard) (Left); Mounting Option TBD; 3/8" tempered glass front panels and 3/8" top shelves; BSI LED lights installed in a slim-line housing, wiring by others in the field.; (1) XG3930; (1) Clear Span series shall use 1" horizontal tubing to support a floating center post. NOTE - When a CENTER POST is called out on a proposal, typically it does not have a support that goes down to the counter, the center support breaks up the glass panels on the horizontal structure. The horizontal tubing shall carry front panels and top shelves for a clear span up to and not to exceed 78".; Does Not Include: Heat; | 0.15 | 4466.117 | 4466.12 | 0 | =Net= | 3883.58 | 0.00 | 0 | 0 |  | 0.0 |  | False | 1
SB-1.4 | 1 | ea | BSI | XG3930 | Sneeze Guards w/Lights | XGuard™ Food Shield; Layout: Straight (37"+37"+38") -- Includes: (1) XG3930; (1) XG3930 Adjustable w/ Top Shelf End Post Brushed Aluminum; (1) XG3930 Adjustable w/ Top Shelf End Post Brushed Aluminum; (1) End Panel - Guard Glass w/holes 1/4" tempered glass (Standard) (Right); (1) End Panel - Guard Glass w/holes 1/4" tempered glass (Standard) (Left); Mounting Option TBD; 3/8" tempered glass front panels and 3/8" top shelves; BSI LED lights installed in a slim-line housing, wiring by others in the field.; (1) XG3930; (1) Clear Span series shall use 1" horizontal tubing to support a floating center post. NOTE - When a CENTER POST is called out on a proposal, typically it does not have a support that goes down to the counter, the center support breaks up the glass panels on the horizontal structure. The horizontal tubing shall carry front panels and top shelves for a clear span up to and not to exceed 78".; (1) XG3930; (1) XG3930 Adjustable w/ Top Shelf Center Post Brushed Aluminum; Does Not Include: Heat; Layout: Straight (62") -- Includes: (1) XG3930; (1) XG3930 Adjustable w/ Top Shelf End Post Brushed Aluminum; (1) XG3930 Adjustable w/ Top Shelf End Post Brushed Aluminum; (1) End Panel - Guard Glass w/holes 1/4" tempered glass (Standard) (Right); (1) End Panel - Guard Glass w/holes 1/4" tempered glass (Standard) (Left); Mounting Option TBD; 3/8" tempered glass front panels and 3/8" top shelves; (1) 42" BSI Stealth Warmer/Light Combo; LED Light Unit (Within Same Housing); Layout: Straight (37.5"+37.5"+36"+37.5"+37.5") -- Includes: (1) XG3930; (1) XG3930 Adjustable w/ Top Shelf End Post Brushed Aluminum; (1) XG3930 Adjustable w/ Top Shelf End Post Brushed Aluminum; (1) End Panel - Guard Glass w/holes 1/4" tempered glass (Standard) (Right); (1) End Panel - Guard Glass w/holes 1/4" tempered glass (Standard) (Left); Mounting Option TBD; 3/8" tempered glass front panels and 3/8" top shelves; BSI LED lights installed in a slim-line housing, wiring by others in the field.; (1) XG3930; (1) Clear Span series shall use 1" horizontal tubing to support a floating center post. NOTE - When a CENTER POST is called out on a proposal, typically it does not have a support that goes down to the counter, the center support breaks up the glass panels on the horizontal structure. The horizontal tubing shall carry front panels and tops helves for a clear span up to and not to exceed 78".; (1) XG3930; (1) XG3930 Adjustable w/ Top Shelf Center Post Brushed Aluminum; (1) XG3930; (1) XG3930; (1) XG3930 Adjustable w/ Top Shelf Center Post Brushed Aluminum; (1) Clear Span series shall use 1" horizontal tubing to support a floating center post. NOTE - When a CENTER POST is called out on a proposal, typically it does not have a support that goes down to the counter, the center support breaks up the glass panels on the horizontal structure. The horizontal tubing shall carry front panels and top shelves for a clear span up to and not to exceed 78".; Does Not Include: Heat; Layout: Straight (54") -- Includes: (1) XG3930; (1) XG3930 Adjustable w/ Top Shelf End Post Brushed Aluminum; (1) XG3930 Adjustable w/ Top Shelf End Post Brushed Aluminum; (1) End Panel - Guard Glass w/holes 1/4" tempered glass (Standard) (Right); (1) End Panel - Guard Glass w/holes 1/4" tempered glass (Standard) (Left); Mounting Option TBD; 3/8" tempered glass front panels and 3/8" top shelves; BSI LED lights installed in a slim-line housing, wiring by others in the field.; Does Not Include: Heat; Layout: Straight (37.5"+37.5") -- Includes: (1) XG3930; (1) XG3930 Adjustable w/ Top Shelf End Post Brushed Aluminum; (1) XG3930 Adjustable w/ Top Shelf End Post Brushed Aluminum; (1) End Panel - Guard Glass w/holes 1/4" tempered glass (Standard) (Right); (1) End Panel - Guard Glass w/holes 1/4" tempered glass (Standard) (Left); Mounting Option TBD; 3/8" tempered glass front panels and 3/8" top shelves; BSI LED lights installed in a slim-line housing, wiring by others in the field.; (1) XG3930; (1) Clear Span series shall use 1" horizontal tubing to support a floating center post. NOTE - When a CENTER POST is called out on a proposal, typically it does not have a support that goes down to the counter, the center support breaks up the glass panels on the horizontal structure. The horizontal tubing shall carry front panels and top shelves for a clear span up to and not to exceed 78".; Does Not Include: Heat; | 0.15 | 6286.728 | 6286.73 | 0 | =Net= | 5466.72 | 0.00 | 0 | 0 |  | 0.0 |  | False | 1
SB-1.5 | 1 | ea | BSI | XG3930 | Sneeze Guards w/Lights | XGuard™ Food Shield; Layout: Straight (37"+37"+38") -- Includes: (1) XG3930; (1) XG3930 Adjustable w/ Top Shelf End Post Brushed Aluminum; (1) XG3930 Adjustable w/ Top Shelf End Post Brushed Aluminum; (1) End Panel - Guard Glass w/holes 1/4" tempered glass (Standard) (Right); (1) End Panel - Guard Glass w/holes 1/4" tempered glass (Standard) (Left); Mounting Option TBD; 3/8" tempered glass front panels and 3/8" top shelves; BSI LED lights installed in a slim-line housing, wiring by others in the field.; (1) XG3930; (1) Clear Span series shall use 1" horizontal tubing to support a floating center post. NOTE - When a CENTER POST is called out on a proposal, typically it does not have a support that goes down to the counter, the center support breaks up the glass panels on the horizontal structure. The horizontal tubing shall carry front panels and top shelves for a clear span up to and not to exceed 78".; (1) XG3930; (1) XG3930 Adjustable w/ Top Shelf Center Post Brushed Aluminum; Does Not Include: Heat; Layout: Straight (62") -- Includes: (1) XG3930; (1) XG3930 Adjustable w/ Top Shelf End Post Brushed Aluminum; (1) XG3930 Adjustable w/ Top Shelf End Post Brushed Aluminum; (1) End Panel - Guard Glass w/holes 1/4" tempered glass (Standard) (Right); (1) End Panel - Guard Glass w/holes 1/4" tempered glass (Standard) (Left); Mounting Option TBD; 3/8" tempered glass front panels and 3/8" top shelves; (1) 42" BSI Stealth Warmer/Light Combo; LED Light Unit (Within Same Housing); Layout: Straight (37.5"+37.5"+36"+37.5"+37.5") -- Includes: (1) XG3930; (1) XG3930 Adjustable w/ Top Shelf End Post Brushed Aluminum; (1) XG3930 Adjustable w/ Top Shelf End Post Brushed Aluminum; (1) End Panel - Guard Glass w/holes 1/4" tempered glass (Standard) (Right); (1) End Panel - Guard Glass w/holes 1/4" tempered glass (Standard) (Left); Mounting Option TBD; 3/8" tempered glass front panels and 3/8" top shelves; BSI LED lights installed in a slim-line housing, wiring by others in the field.; (1) XG3930; (1) Clear Span series shall use 1" horizontal tubing to support a floating center post. NOTE - When a CENTER POST is called out on a proposal, typically it does not have a support that goes down to the counter, the center support breaks up the glass panels on the horizontal structure. The horizontal tubing shall carry front panels and tops helves for a clear span up to and not to exceed 78".; (1) XG3930; (1) XG3930 Adjustable w/ Top Shelf Center Post Brushed Aluminum; (1) XG3930; (1) XG3930; (1) XG3930 Adjustable w/ Top Shelf Center Post Brushed Aluminum; (1) Clear Span series shall use 1" horizontal tubing to support a floating center post. NOTE - When a CENTER POST is called out on a proposal, typically it does not have a support that goes down to the counter, the center support breaks up the glass panels on the horizontal structure. The horizontal tubing shall carry front panels and top shelves for a clear span up to and not to exceed 78".; Does Not Include: Heat; Layout: Straight (54") -- Includes: (1) XG3930; (1) XG3930 Adjustable w/ Top Shelf End Post Brushed Aluminum; (1) XG3930 Adjustable w/ Top Shelf End Post Brushed Aluminum; (1) End Panel - Guard Glass w/holes 1/4" tempered glass (Standard) (Right); (1) End Panel - Guard Glass w/holes 1/4" tempered glass (Standard) (Left); Mounting Option TBD; 3/8" tempered glass front panels and 3/8" top shelves; BSI LED lights installed in a slim-line housing, wiring by others in the field.; Does Not Include: Heat; Layout: Straight (37.5"+37.5") -- Includes: (1) XG3930; (1) XG3930 Adjustable w/ Top Shelf End Post Brushed Aluminum; (1) XG3930 Adjustable w/ Top Shelf End Post Brushed Aluminum; (1) End Panel - Guard Glass w/holes 1/4" tempered glass (Standard) (Right); (1) End Panel - Guard Glass w/holes 1/4" tempered glass (Standard) (Left); Mounting Option TBD; 3/8" tempered glass front panels and 3/8" top shelves; BSI LED lights installed in a slim-line housing, wiring by others in the field.; (1) XG3930; (1) Clear Span series shall use 1" horizontal tubing to support a floating center post. NOTE - When a CENTER POST is called out on a proposal, typically it does not have a support that goes down to the counter, the center support breaks up the glass panels on the horizontal structure. The horizontal tubing shall carry front panels and top shelves for a clear span up to and not to exceed 78".; Does Not Include: Heat; | 0.15 | 4466.117 | 4466.12 | 0 | =Net= | 3883.58 | 0.00 | 0 | 0 |  | 0.0 |  | False | 1
SB-2 | 3 | ea | Vollrath | FC-4C-05120-FA | COLD FOOD WELL UNIT, DROP-IN, REFRIGERATED | Refrigerated Cold Food Well Unit, drop-in, 5-well, 68"W x 25-1/4"D x 28-5/8"H, (overall), holds pans up to 7" deep, dual forced air cooled, remote mounted on-off switch,18/300 series stainless steel top & interior well, galvanized exterior, self-contained refrigeration, 3/4" integral drain, includes positioning clips, 1/2 HP, 120v/60/1-ph, 9.0 amps, NEMA 5-15P, cULus, NSF, Made in USA (contact Vollrath for lead time) (Refer to vollrathfoodservice.com for full warranty policy) | 0.15 | 15322.255 | 45966.78 | 13323.7 |  | 13323.7 | 285.00 | 0 | 0 |  | 0.0 |  | False | 1
| 3 |  |  |  |  | Drip Free Flange, std |  | 0 | 0 | 0 |  | 0 | 0.00 | 0 | 0 |  | 0.0 |  | False | 1
SB-3 | 2 | ea | Vollrath | FC-4C-02120-N | COLD FOOD WELL UNIT, DROP-IN, REFRIGERATED | NSF7 Refrigerated Cold Pan, drop-In, 2-pan, 6-5/8" deep well, accommodates standard 12" x 20" pans with adaptor bars, drip-free flange, polyurethane foam insulated, 300 series stainless steel, 20 gauge galvanized exterior housing, self contained refrigeration, 1/5 HP, 120v/60/1-ph, cord, NEMA 5-15P, 3.5 amps, cULus, NSF, Made in USA (contact Vollrath for lead time) (Refer to vollrathfoodservice.com for full warranty policy) | 0.15 | 9013.24 | 18026.48 | 7837.6 |  | 7837.6 | 168.00 | 0 | 0 | 100 | 19.48400 |  | False | 1
| 2 |  |  |  |  | Drip Free Flange, std |  | 0 | 0 | 0 |  | 0 | 0.00 | 0 | 0 |  | 0.0 |  | False | 1
SB-4 | 1 | ea | Vollrath | FC-6HC-03208-AD | HOT / COLD FOOD WELL UNIT, DROP-IN | Hot/Cold Well, Drop-In, top mount, (3) pan, remote mountable panel with on-off switch, hot/cold toggle with indicator lights for hot or cold, thermostatic temperature rotary knob control in hot mode, preset cold control, automatic manifold drain, 300 series stainless well & flange, galvanized wrapper, 625 watts per well, 10.2amp, 120/208-240v/60/1-ph, cord with NEMA 14-20P, cULus, NSF, Made in USA (Refer to vollrathfoodservice.com for full warranty policy) | 0.15 | 22302.295 | 22302.3 | 19393.3 |  | 19393.3 | 150.00 | 0 | 0 | 100 | 0.0 |  | False | 1
| 1 |  |  |  |  | Drip Free Flange, std |  | 0 | 0 | 0 |  | 0 | 0.00 | 0 | 0 |  | 0.0 |  | False | 1
SB-5 | 2 | ea | Rubbermaid | FG354060GRAY | 23 GAL WASTE CONTAINER | NIKEC, BY OWNER/OPERATOR |  | 0 | 0 | 0 |  | 0 | 8.24 | 0 | 0 | 150 | 0.0 |  | False | 4 | NIKEC, BY OWNER/OPERATOR
SB-6 | 3 | ea | Alto-Shaam | 1100-RW | DROP-IN ROUND HOT WELL | Halo Heat® Hot Food Round (Soup) Well, Drop-In, Electric, 11 quart capacity, adjustable thermostatic controller, stainless steel construction, EcoSmart®, cULus, UL EPH ANSI/NSF 4 | 0.15 | 671.37 | 2014.11 | 834 | 30 | 583.8 | 17.00 | 0 | 0 | 85 | 0.0 |  | False | 1
| 3 | ea | Vollrath | 8261710 |  | Miramar™ Chrome Knob Hinged Cover, for 10 qt soup inset (8231220), 12"dia x 3"H, 18-8 high-polished stainless steel, dishwasher safe, imported | 15% | 91.4423 | 274.32 | 176.7 | 50/10 | 79.515 | 2.66 | 0 | 0 | 85 | 0.3125 |  | False | 1
| 3 | ea | Vollrath | 8231220 |  | Miramar™ Decorative Soup Inset, 10 quart (9.5L), 18-8 stainless, 1.2mm thickness, mirror finish, dishwasher safe, for both hot & cold applications, 12" diameter x 7-7/8" high, NSF, imported | 15% | 109.296 | 327.9 | 211.2 | 50/10 | 95.04 | 4.54 | 0 | 0 | 70 | 0.8138 |  | False | 1
| 3 |  |  |  |  | NOTE: Subject to Manufacturer’s Terms & Conditions. See Documents Section |  | 0 | 0 | 0 |  | 0 | 0.00 | 0 | 0 |  | 0.0 |  | False | 1
| 3 |  |  |  |  | 120v/50/60/1-ph, 4.2 amps, .5kW, 6' cord, NEMA 5-15P (90° plug), standard |  | 0 | 0 | 0 |  | 0 | 0.00 | 0 | 0 |  | 0.0 |  | False | 1
| 3 |  |  |  |  | Cord located on back of control box, standard |  | 0 | 0 | 0 |  | 0 | 0.00 | 0 | 0 |  | 0.0 |  | False | 1
SB-7 | 1 | ea | Vollrath | FC-4C-05120-F | Frost Top / Cold Slab, Drop In | Frost Top, Drop-In, self-contained refrigeration, 5-pan, 300 series stainless steel, recessed drip flange with drain, remote on/off switch, 1/3 hp compressor, 120v/60/1-ph, 7.8 amps, NEMA 5-15P, overall dimensions: 68" x 26-1/16", cutout dimensions: 67-1/4" x 25-1/4", display area length: 62", cULus, NSF, Made in USA (contact Vollrath for lead time) (Refer to vollrathfoodservice.com for full warranty policy) | 0.15 | 12777.65 | 12777.65 | 11111 |  | 11111 | 285.00 | 0 | 0 | 100 | 43.16420 |  | True | 1
SD-1 | 1 | ea | Custom | CUSTOM | SERVING COUNTER - SPECIAL DIET | NIKEC, BY MILLWORK |  | 0 | 0 | 0 |  | 0 | 0.00 | 0 | 0 |  | 0.0 |  | False | 1 | NIKEC, BY MILLWORK
SD-1.1 | 1 | ea | BSI | XG3930 | Sneeze Guards w/Lights & Heat | XGuard™ Food Shield; Layout: Straight (54"+40"+57") -- Includes: (1) XG3930; (1) 36" BSI Stealth Warmer/Light Combo; (1) XG3930; (1) XG3930; (1) 42" BSI Stealth Warmer/Light Combo; (1) XG3930 Adjustable w/ Top Shelf End Post Brushed Aluminum; (1) XG3930 Adjustable w/ Top Shelf End Post Brushed Aluminum; (1) XG3930 Adjustable w/ Top Shelf Center Post Brushed Aluminum; (1) XG3930 Adjustable w/ Top Shelf Center Post Brushed Aluminum; (1) End Panel - Guard Glass w/holes 1/4" tempered glass (Standard) (Right); (1) End Panel - Guard Glass w/holes 1/4" tempered glass (Standard) (Left); LED Light Unit (Within Same Housing); Mounting Option TBD; 3/8" tempered glass front panels and 3/8" top shelves; | 0.15 | 14104.819 | 14104.82 | 0 | =Net= | 12265.06 | 0.00 | 0 | 0 |  | 0.0 |  | False | 1
SD-2 | 1 | ea | Atlas Metal | RM-HP-3 | Hot / Cold Food Well Unit, Drop-In, Electric | Hot/Cold Food Drop-In Unit, 3-pan size, 18/304 stainless steel top & liner with 3" recess, holds (3) 12" x 20" pans, immersion-type heating element, self-contained refrigeration, hot/cold selector switch, insulated pan with 22 gauge galvanized outer case, thermostat controls & pilot light included, 3/4" drain with strainer, 44"W x 24-1/2"D cutout required, NSF 169, UL | 0.15 | 8455.95 | 8455.95 | 14706 | 50 | 7353 | 267.00 | 0 | 0 | 150 | 0.0 |  | False | 1
| 1 |  |  |  |  | NOTE: Contact Atlas Metal direct for freight quote: FreightQuotes@Atlasfoodserv.com |  | 0 | 0 | 0 |  | 0 | 0.00 | 0 | 0 |  | 0.0 |  | False | 1
| 1 |  |  |  |  | 1 year parts & labor warranty standard |  | 0 | 0 | 0 |  | 0 | 0.00 | 0 | 0 |  | 0.0 |  | False | 1
| 1 |  |  |  |  | A 3/4" diameter drain & valve, separator channels are provided, units are wired to prevent simultaneous operation, water must be used for hot mode operation |  | 0 | 0 | 0 |  | 0 | 0.00 | 0 | 0 |  | 0.0 |  | False | 1
| 1 |  |  |  |  | 208v/60/1-ph, 14.5 amps, 3.0 kW |  | 0 | 0 | 0 |  | 0 | 0.00 | 0 | 0 |  | 0.0 |  | False | 1
| 1 |  |  |  |  | 120v/60/1-ph, 4.2 amps, 1/4 HP, standard |  | 0 | 0 | 0 |  | 0 | 0.00 | 0 | 0 |  | 0.0 |  | False | 1
| 1 | ea | Atlas Metal | RSHP |  | Remote Switches, for counter mounting | 15% | 583.05 | 583.05 | 1014 | 50 | 507 | 7.00 | 0 | 0 | ups | 0.0 |  | False | 1
| 1 | ea | Atlas Metal | AF |  | Automatic Water Fill | 15% | 2300 | 2300 | 4000 | 50 | 2000 | 5.00 | 0 | 0 | 125 | 0.0 |  | False | 1
| 1 |  |  |  |  | NOTE: A water filtration system is highly recommended when using the automatic water fill. |  | 0 | 0 | 0 |  | 0 | 0.00 | 0 | 0 |  | 0.0 |  | False | 1
| 1 |  |  |  |  | NOTE: A water filtration system is highly recommended when using the automatic water fill. |  | 0 | 0 | 0 |  | 0 | 0.00 | 0 | 0 |  | 0.0 |  | False | 1
SD-3 | 1 | ea | Atlas Metal | RM-2 | Cold Food Well Unit, Drop-In, Refrigerated | Cold Food Drop-In Unit, 2-pan size, 18/304 stainless steel top & liner with 3" recess, holds (2) 12" x 20" pans, self-contained refrigeration, insulated pan with 22 gauge galvanized outer case, 3/4" drain with strainer, 30-1/4"W x 24-1/2"D cutout required, NSF 7, UL | 0.15 | 5399.25 | 5399.25 | 9390 | 50 | 4695 | 203.00 | 0 | 0 | 150 | 0.0 |  | False | 1
| 1 |  |  |  |  | NOTE: Contact Atlas Metal direct for freight quote: FreightQuotes@Atlasfoodserv.com |  | 0 | 0 | 0 |  | 0 | 0.00 | 0 | 0 |  | 0.0 |  | False | 1
| 1 |  |  |  |  | 1 year parts & labor warranty standard |  | 0 | 0 | 0 |  | 0 | 0.00 | 0 | 0 |  | 0.0 |  | False | 1
| 1 |  |  |  |  | A 3/4" diameter drain & valve, separator channels are provided |  | 0 | 0 | 0 |  | 0 | 0.00 | 0 | 0 |  | 0.0 |  | False | 1
| 1 |  |  |  |  | 120v/60/1-ph, 1/4 HP, 4.2 amps, NEMA 5-15P, standard |  | 0 | 0 | 0 |  | 0 | 0.00 | 0 | 0 |  | 0.0 |  | False | 1
| 1 | ea | Atlas Metal | RS |  | Remote On/Off Switch, for counter mounting | 15% | 230 | 230 | 400 | 50 | 200 | 7.00 | 0 | 0 | ups | 0.0 |  | False | 1
SD-4 | 1 | ea | Atlas Metal | WIH-3 | Hot Food Well Unit, Drop-In, Electric | Hot Food Drop-In Well Unit, electric, 3-well, individual pan design, wet or dry operation, holds (3) 12" x 20" pans, control panel with individual thermostatic controls, stainless steel top & wells, galvanized outer liner, with fiberglass insulation, UL, ETL-Sanitation | 0.15 | 3328.1 | 3328.1 | 5788 | 50 | 2894 | 152.00 | 0 | 0 | 100 | 0.0 |  | False | 1
| 1 |  |  |  |  | NOTE: Contact Atlas Metal direct for freight quote: FreightQuotes@Atlasfoodserv.com |  | 0 | 0 | 0 |  | 0 | 0.00 | 0 | 0 |  | 0.0 |  | False | 1
| 1 |  |  |  |  | NOTE: Drains are optional |  | 0 | 0 | 0 |  | 0 | 0.00 | 0 | 0 |  | 0.0 |  | False | 1
| 1 |  |  |  |  | 208v/60/1-ph, 2.55 kW, 12.3 amps, NEMA L6-20P, 850 watt elements |  | 0 | 0 | 0 |  | 0 | 0.00 | 0 | 0 |  | 0.0 |  | False | 1
| 1 | ea | Atlas Metal | RT-3 |  | Remote Thermostat, for counter mounting with 36"L lead, 4-1/2" x 26" cutout required | 15% | 882.05 | 882.05 | 1534 | 50 | 767 | 0.00 | 0 | 0 | ups | 0.0 |  | False | 1
| 1 | ea | Atlas Metal | AF |  | Automatic Water Fill | 15% | 2300 | 2300 | 4000 | 50 | 2000 | 5.00 | 0 | 0 | 125 | 0.0 |  | False | 1
| 1 |  |  |  |  | NOTE: DM-3 must be added when AF is selected |  | 0 | 0 | 0 |  | 0 | 0.00 | 0 | 0 |  | 0.0 |  | False | 1
| 1 |  |  |  |  | NOTE: A water filtration system is highly recommended when using the automatic water fill. |  | 0 | 0 | 0 |  | 0 | 0.00 | 0 | 0 |  | 0.0 |  | False | 1
SD-5 | 0 | ea | Food | OPEN NUMBER | OPEN NUMBER |  |  | 0 | 0 | 0 |  | 0 | 0.00 | 0 | 0 |  | 0.0 |  | False | 1
SD-6 | 1 |  | Accurex | XXEW-53.00-S | EXHAUST VENTILATOR | High Velocity Cartridge Filter Canopy Hood, Single Island Style, Exhaust Only with Single Wall Front Provide Accurex Exhaust Hood Model XXEW as shown on plans and in accordance with the following specification: Kitchen Ventilation hood(s) shall be of the Type I, exhaust only single island canopy suitable for all types of cooking applications. The hood(s) shall be U.L. 710 Listed without a fire damper (with optional) for 400°F, 600°F, or 700°F rated cooking appliances. The hood(s) shall exhaust two banks of filters through one central plenum. Please visit www.ul.com for U.L. 710 listing for performance and size options. Make-up air shall be independently provided. The hood(s) exterior shall be constructed of a minimum of 18 gauge 400 series stainless steel (300 series optional). The hood(s) shall be constructed using the standing seam method for optimum strength and with a Performance Enhancing Lip (PEL) to improve capture efficiency by turning air back into the hood. All seams, joints and penetrations of the hood enclosure shall be welded and/or liquid tight. Lighter material gauges, alternate material types and finishes are not acceptable. All unexposed interior surfaces shall be constructed of a minimum 18-gauge corrosion resistant steel including, but not limited to ducts, plenum, and brackets. The hood(s) shall include a filter housing constructed of the same material as the hood. The Grease-X-Tractor high efficiency stainless steel filters shall be U.L. 1046 Classified and NSF Certified as manufactured by Accurex, in sufficient number and size to ensure optimum performance. Grease-X-Tractor filters shall direct the exhaust airflow through individual cyclone chambers, utilizing centrifugal impingement grease extraction technology. The filter housing shall terminate in a pitched, full length grease trough which shall drain into a removable grease container. These filters shall have a grease removal efficiency of 69% at 8 microns (51% from 3-10 microns) and static pressure drop of 0.7-0.8 inWC. Vapor proof, U.L. Listed incandescent (recessed, fluorescent and LED optional, restrictions apply) light fixtures shall be pre-wired to a junction box located at the top of the hood for field connection. Wiring shall conform to the requirements of the NFPA® 70. The canopy hood(s) shall be constructed by Accurex. They shall be built in accordance with the NFPA® 96, IMC, UMC, and bear the NSF Seal of Approval. The hood manufacturer shall provide, on request, the necessary data that confirms compliance with the code authorities listed above. Due to continuous research Accurex reserves the right to change specifications without notice. | 0.15 | 7883.342 | 7883.34 | 0 | =Net= | 6855.08 | 0.00 | 0 | 0 |  | 0.0 |  | False | 0
SD-7 | 1 | ea | Ansul | R-102 UTILITY CAB | FIRE SUPPRESSION SYSTEM | Remote utility cabinet-mounted wet chemical type system shall provide surface and duct protection for items of cooking equipment located beneath the Ventilator, Item SD-6, in accordance with all applicable codes, regulations and provisions of NFPA 17A and 96. All system piping and fitting shall be concealed where possible. Automatic and manual activation, along with means for simultaneous automatic shutting down of protected cooking equipment upon activation of system to be included. All exposed piping to be stainless steel or chrome plated. Fusible link detection system shall be built into ventilator sections by ventilator manufacturer. All exposed fusible links are to be recessed into top of hoods with no visible conduit. Provision shall be made for manual actuation by readily accessible and plainly marked remote octagonal manual fire pull release station in each cooking area, located no less than 54" and no more than 78" above floor & a minimum of 10'-0" from cooking surface. System sized in accordance with new UL 300 test standards. System shall be furnished and installed by authorized Ansul distributor in accordance with manufacturer’s instructions and in accordance with UL listings and shall conform to NFPA Pamphlet 96 and local and/or state codes and standards. This shall include mounting of system units, remote manual releases, nozzles, actuating devices and running of all pipe and control tubing appurtenant to systems. Exhaust system shall be protected against fire by installation of automatic fire extinguishing system. Unit shall be stored pressure type, of sufficient capacity as determined by published standards to provide high concentration of liquid agent in plenum areas and duct collars. Liquid agent to be stored in containers equipped with pressure gauge to verify operational readiness. Nozzles located in plenum and ductwork shall be capable of functioning with heavy accumulation of grease. Micro switches for electrical equipment shut off and/or actuation of fire alarm system shall be furnished as part of the fire extinguishing system by the Kitchen Equipment Contractor. The Electrical Contractor shall furnish and install shunt trip breakers for electrically operated cooking equipment as required to interface with micro switches furnished by the authorized distributor of the fire extinguishing system. The Electrical Contractor is to interface with the building alarm system and/or the fire command station and the micro switches as specified by others. The authorized fire extinguishing system installer is to verify the quantity of micro switches required and furnish same. All access openings, holes, sleeves, chases, etc. in building structure necessary to permit piping and control tubing to be run between system unit, ventilator, and ductwork are to be provided by the General Contractor. Provision shall be made to shut off the gas and electric supply to all cooking equipment upon actuation of the system. System to be UL listed. Ansulex storage container to be ICC approved. Layout approved prior to installation by authority having jurisdiction. The Building Alarm System Contractor is to furnish and install control relay to detect operation of the system by connection to the microswitches supplied by the Fire Extinguishing System Contractor. The Electrical Contractor is to furnish and install the necessary wiring required for the systems as specified. Fire Extinguishing System Installer is to provide all necessary microswitches for interfacing with gas valve and/or shunt trip breakers as installed by the Plumbing Contractor and Electrical Contractor respectively to shut down all cooking equipment in the event of a fire. System shall be inter-wired with shunt-trip breaker and electric/gas shut-off valve serving items of cooking equipment beneath the ventilator to provide power and fuel shut-off in the event of system actuation. Remote octagonal fire pull station located at 4'-0" above finished floor and minimum of 10'-0" from cooking surface. Installation, field inspection and specification shall be performed by a factory authorized Ansul agency. | 0.15 | 6908.372 | 6908.37 | 0 | =Net= | 6007.28 | 0.00 | 0 | 0 |  | 0.0 |  | False | 1
SD-8 | 1 | ea | Accurex | VARIFLOW | VENTILATION DEMAND CONTROL | The Accurex Vari-Flow Control system shall be a UL listed outlet center which shall standardly consist of a NEMA-1 Stainless Steel Enclosure within a Stainless Steel Utility Cabinet, Programmable Logic Controller (PLC), User Interface (keypad with LCD display or touchscreen), temperature sensors and Variable Frequency Drives (VFD’s). The PLC shall be capable of controlling multiple exhaust and supply fans via VFD or analog signals. The user interface shall be either a keypad or touchscreen provided in accordance with the following specifications. Keypad: The user interface shall be a membrane keypad with a graphic overlay and LCD display consisting of, but not limited to, a Lights On/Off button, Fan On/Off button, and Fan 100% button. The control interface shall also include a temperature interlock indicator and system fault indicator light. • In the event of the failure consisting of, but not limited to temperature sensor(s), VFD(s) and fire, the red system fault indicator on the control interface will flash until the failure is corrected. Or Touch Screen: The user interface shall be a touch screen with independent fan and light control, live system monitoring dashboard, trending, fan scheduling, fan and light naming capabilities, and balancing pages for ease of proper kitchen balancing. • In the event of the failure consisting of, but not limited to temperature sensor(s), VFD(s) and fire, the touch screen will automatically go to a fault page, which will describe the current fault. The fault will remain until the failure is corrected. The Vari-Flow sequence of operation shall utilize resistive type temperature sensors that are mounted in the capture tank of the hood to monitor exhaust air temperatures. Temperature sensors shall be made of stainless steel and shall be installed in a UL approved coupling. Fluctuation of exhaust temperature caused by cooking load shall be sensed by the temperature sensor and conveyed to the controller. The controller shall fully modulate the speed of the fans via the VFD or analog signal, from maximum speed down to a minimum speed to be determined by building test and balance. The system shall be capable of serving as an IMC 507.2.1.1 compliant auto start-up control to automatically start the fans during cooking operations (temperature set point 95°F, adjustable). VFD(s) or analog signal(s) shall allow modulation of the fans based on the exhaust air temperature sensed by the temperature sensors. It must have a fully modulating turndown of up to 50% of maximum speed. Upon pressing the Fan 100% button, exhaust fan speeds shall go to maximum speed for 10 minutes (adjustable), or until the Fan 100% button is pressed again, which shall return the system to full temperature control. Variable drives shall be Yaskawa brand (or equivalent) mounted in the utility cabinet. Drives provide thermal overload protection to fans and eliminate the need for magnetic starters for 3 phase motors. To ensure proper building pressurization, the supply fans shall respond to changes in the exhaust fans speeds. The speed of the associated supply fan(s) is determined by the weighted average of the exhaust fans. In a fire condition, the control panel shall be capable of forcing the exhaust to maximum speed, shutdown of supply air, and shutdown of lights regardless of current fan speeds via integration with a fire system. Vari-Flow Controls are also standardly provided with a remote enable, fire system interface, and shunt trip breaker control. Optional features may include, but are not limited to: • Building Management System Interface o BACnet IP o BACnet MSTP o LONworks o Modbus • Space Static Pressure Transducer • Air Proving • Gas Reset • High Temperature Alarm • Wash Interface Due to continuous research Accurex reserves the right to change specifications without notice. | 0.15 | 3139.8795 | 3139.88 | 0 | =Net= | 2730.33 | 0.00 | 0 | 0 |  | 0.0 |  | False | 0
SD-9 | 1 | ea | RATIONAL | ICP 6-HALF ON 6-HALF NG 120V 1 PH | Combi Oven, Gas | Two (2) (CB1GRRA.0000230) iCombi Pro® 6-Half Size Combi Ovens, double stack, natural gas, (12) 13" x 18" sheet pan or (12) 12" x 20" steam pan or (12) 1/1 GN pan capacity, intelligent cooking system with (4) assistants; iDensityControl, iCookingSuite, iProductionManager, & iCareSystem, (6) operating modes, (5) cooking methods, (3) manual operating modes, 85° to 572°F temperature range, quick clean, care control, eco mode, 6-point core temperature probe, retractable hand shower, Ethernet interface, Wi-Fi enabled, 49,500 BTU each, 120v/60/1-ph, 6 ft. cord, 0.6 kW each, CE, IPX5, cCSAus, NSF, ENERGY STAR­® | 0.15 | 48461 | 48461 | 42140 |  | 42140 | 0.00 | 0 | 0 |  | 0.0 |  | False | 1
| 1 | kt | RATIONAL | 60.75.751 |  | Combi-Duo Universal Stacking Kit, for Combi-Duo, iCombi XS or 6-half size (electric or gas) on iCombi 6-half (gas only) | 15% | 1830.8 | 1830.8 | 1592 |  | 1592 | 114.64 | 0 | 0 | 85 | 0.0 |  | False | 1
| 1 | ea | RATIONAL | 60.31.201 |  | Stand I for Combi-Duo, mobile, 7-3/4"H, all sides open, stainless steel construction, height adjustable casters, for iCombi 6-half size on 6-half size | 15% | 1307.55 | 1307.55 | 1137 |  | 1137 | 37.26 | 0 | 0 | 85 | 0.0 |  | False | 1
| 1 | ea | RATIONAL | 87.00.732US |  | Safety-Set, Equipment placement system for all casters-mounted equipment, allows precise, consistent equipment placement for drain lines to floor sinks and under the fire suppression in ventilation systems, satisfies NFPA codes 17A (5.6.4) and 96 (12.1.2.3), includes tow (2) pieces and installation pack. THIS ITEM IS NON_DISCOUNTABLE (NET) | 15% | 57.5 | 57.5 | 50 | =Net= | 50 | 0.00 | 0 | 0 |  | 0.0 |  | False | 1
| 1 |  |  |  |  | NOTE: All discounts subject to approval by manufacturer |  | 0 | 0 | 0 |  | 0 | 0.00 | 0 | 0 |  | 0.0 |  | False | 1
| 1 |  |  |  |  | 2 years parts and labor, 5 years steam generator warranty |  | 0 | 0 | 0 |  | 0 | 0.00 | 0 | 0 |  | 0.0 |  | False | 1
| 1 | ea | RATIONAL | CAP |  | Chef Assistance Program, a RATIONAL certified Chef conducts 4 hours/location specialized application training with personnel, no charge |  | 0 | 0 | 0 |  | 0 | 0.00 | 0 | 0 | 85 | 0.0 |  | False | 1
| 2 | ea | RATIONAL | 8720.1560US |  | Installation Kit, for gas iCombi/SCC/CMP 101G (120/60/1ph); gas iCombi/SCC/CMP 62G (208-240/60/1ph); gas iCombi/SCC/CMP 61G (120/60/1ph) THIS ITEM IS NON-DISCOUNTABLE, USA ONLY (NET) | 15% | 716.45 | 1432.9 | 623 | =Net= | 623 | 27.00 | 0 | 0 | 85 | 0.0 |  | False | 1
| 1 | ea | RATIONAL | 1900.1154US |  | Water Filtration Single Cartridge System, for any iVario, single Combi model, or XS or half-size Combi-Duos, includes: (1) single head with pressure gauge, R95-CL filter & filter installation kit | 15% | 525.665 | 525.67 | 653 | 30 | 457.1 | 0.00 | 0 | 0 |  | 0.0 |  | False | 1
| 1 |  |  |  |  | NOTE: The RATIONAL Water Filtration Systems helps provide consistent high quality water to your RATIONAL cooking systems. The patented carbon block technology reduces the effects of sediment, chloramines and chlorine while providing the required flow rates |  | 0 | 0 | 0 |  | 0 | 0.00 | 0 | 0 |  | 0.0 |  | False | 1
SD-10 | 1 | ea | Everpure | EV979750 | Water Filtration System, for Steam Equipment | KleenSteam® CT System, 6000 gallon capacity, 1.67 gpm flow rate, total system for steamers prevents limescale formation, (1) 4CB5 carbon filter, (1) SS-10 scale inhibitor Cartridge, dip tube, (2) 7 oz. packs ScaleKleen® (EV979750) | 0.15 | 588.8 | 588.8 | 1024 | 50 | 512 | 15.00 | 0 | 0 | 70 | 0.0 |  | True | 1
| 1 | ea | Everpure | EV969321 |  | Replacement Cartridge: 4FC5 Water Filter Cartridge, 4FC5, (1) 4FC5 Fibredyne® II submicron carbon block cartridge, reduces chlorine, taste & odors, inhibits bacterial growth, 15,000 gallons, 2.5 gpm, 5 micron, NSF 42 (EV969321) | 15% | 120.29 | 120.29 | 209.2 | 50 | 104.6 | 2.00 | 0 | 0 | 70 | 0.0 |  | True | 1
| 1 | ea | Everpure | EV979902 |  | SS-10 ScaleStick Water Filter Cartridge, SS-10 ScaleStick, (12) SS-10 ScaleStick cartridges, HydroBlend compound inhibits scale, 0.1-6.0 gpm (EV979902) | 15% | 82.11 | 82.11 | 142.8 | 50 | 71.4 | 0.42 | 0 | 0 | 70 | 0.0 |  | True | 12
SD-11 | 0 | ea | Food | OPEN NUMBER | OPEN NUMBER |  |  | 0 | 0 | 0 |  | 0 | 0.00 | 0 | 0 |  | 0.0 |  | False | 1
SD-12 | 1 | ea | Food | DETAIL S30 | BACK COUNTER WITH SINK & HAND SINK - SPECIAL DIET | Custom Fabricated Constructed and equipped in accordance with the Plan and Detail S30 Unit dimensions to be 12'-0" Long X 36" Wide X 34" high Front edge per Detail S4.D, open turn down Provide 6" (150mm) high backsplash located at rear and Left Side per Detail S5 Provide hinged doors per Detail S35 and adj. shelving KEC to provide shop drawing for approval | 0.15 | 10120.7705 | 10120.77 | 0 | =Net= | 8800.67 | 0.00 | 0 | 0 |  | 0.0 |  | False | 1
| 1 | ea | Food | DETAIL S30-SINK |  | Custom Fabricated Constructed and equipped in accordance with the Plan and Detail S30 Unit dimensions to be 16" Long X 20" Wide X 10" High KEC to provide shop drawing for approval |  | 0 | 0 | 0 | =Net= | 0 | 0.00 | 0 | 0 |  | 0.0 |  | False | 1
| 1 | ea | T&S Brass | B-0227-CR-WS |  | Pantry Faucet, double, 4" deck mount, 8" swing nozzle, Cerama cartridges with lever handles and color coded indexes, 1.5 GPM aerator, low lead, ADA Compliant, 1/2" NPT female inlets |  | 0 | 0 | 0 | =Net= | 0 | 0.00 | 0 | 0 |  | 0.0 |  | False | 1
| 1 | ea | Advance Tabco | 1620A-10 |  | Smart Series™ Sink, undermount, 1-compartment, 16" wide x 20" front-to-back x 10" deep, 3-1/2" drain opening, 18-1/2" x 22-1/2" O.D. trim size, 18 gauge 304 stainless steel (NOT FOR USE WITH STANDARD TABLES) (can be used as undermount on non-stainless tops) |  | 0 | 0 | 0 | =Net= | 0 | 10.00 | 0 | 0 | 100 | 2.00000 |  | False | 1
| 1 | ea | Advance Tabco | K-6 |  | Basket Drain, 1-1/2" IPS |  | 0 | 0 | 0 | =Net= | 0 | 1.00 | 0 | 0 | 125 | 0.0 |  | False | 1
| 1 | ea | Advance Tabco | 1014A-10 |  | Smart Series™ Sink, welded, 1-compartment, 10" wide x 14" front-to-back x 10" deep, 3-1/2" drain opening, 12-1/2" x 16-1/2" O.D. trim size, 20 gauge 304 stainless steel (NOT FOR USE WITH STANDARD TABLES) (can be used as undermount on non-stainless tops) |  | 0 | 0 | 0 | =Net= | 0 | 5.00 | 0 | 0 | 100 | 1.00000 |  | False | 1
| 1 | ea | T&S Brass | B-0228 |  | Mixing Faucet, deck mount, 6" swing nozzle, 4" centers with 1/2" IPS eccentric flanged female inlets, quarter-turn Eterna cartridges, lever handles, low lead, ADA Compliant |  | 0 | 0 | 0 | =Net= | 0 | 4.20 | 0 | 0 | 77.5 | 0.0 |  | False | 1
| 1 | ea | Advance Tabco | TA-56 |  | 5" tall NSF partition |  | 0 | 0 | 0 | =Net= | 0 | 5.00 | 0 | 0 | 125 | 0.0 |  | False | 1
SD-13 | 1 | ea | Rubbermaid | FG354060GRAY | 23 GAL WASTE CONTAINER | NIKEC, BY OWNER/OPERATOR |  | 0 | 0 | 0 |  | 0 | 8.24 | 0 | 0 | 150 | 0.0 |  | False | 4 | NIKEC, BY OWNER/OPERATOR
SD-14 | 1 | ea | Continental Refrigerator | D48N-U-D | Undercounter Refrigerator | Designer Line Undercounter Refrigerator, 48"W, two-section, (4) drawers, accommodates (1) 12 x 18 x 6 pan per drawer or (1) 1/2 x 6 pan & (1) 1/3 x 6 pans per drawer capacity (supplied by others), stainless steel exterior & interior, stainless steel top, 1-3/8" diameter plate casters, front breathing, electronic control with digital display, hi-low alarm, rear mounted self-contained refrigeration, R290 hydrocarbon refrigerant, 1/5 hp, cETLus | 0.15 | 11035.975 | 11035.98 | 19193 | 50 | 9596.5 | 248.00 | 0 | 0 | 150 | 0.0 |  | False | 1
| 1 |  |  |  |  | Standard warranty (for the United States & Canada Only): 3 year parts and labor; additional 4 year compressor part |  | 0 | 0 | 0 |  | 0 | 0.00 | 0 | 0 |  | 0.0 |  | False | 1
| 1 |  |  |  |  | 115v/60/1-ph, 2.46 amps, cord & plug, standard |  | 0 | 0 | 0 |  | 0 | 0.00 | 0 | 0 |  | 0.0 |  | False | 1
SD-15 | 1 | ea | Continental Refrigerator | DL1WI-SA | Roll-in Heated Cabinet | Designer Line Warmer, roll-in, one-section, stainless steel exterior, aluminum interior, standard depth cabinet, full-height solid door, electronic control with digital display, hi-low alarm, cETLus, NSF | 0.15 | 9310.975 | 9310.98 | 16193 | 50 | 8096.5 | 400.00 | 0 | 0 | 150 | 0.0 |  | False | 1
| 1 |  |  |  |  | Standard warranty (for the United States & Canada Only): 3 year parts and labor |  | 0 | 0 | 0 |  | 0 | 0.00 | 0 | 0 |  | 0.0 |  | False | 1
| 1 |  |  |  |  | 208-230v/60/1, 7.2 amps, cord & plug supplied by others |  | 0 | 0 | 0 |  | 0 | 0.00 | 0 | 0 |  | 0.0 |  | False | 1
| 1 |  |  |  |  | Door hinged on left |  | 0 | 0 | 0 |  | 0 | 0.00 | 0 | 0 |  | 0.0 |  | False | 1
SD-16 | 1 | ea | Channel | 406AC | PAN RACK | Bun Pan Rack, Economy, mobile, 20-1/2"W x 26"D x 64"H, front load, open sides, 3" spacing, capacity (18) 18" x 26" bun pans, welded aluminum construction, 5" swivel casters, NSF, Made in USA (published shipping weight does not reflect 50lb. pallet) | 0.15 | 307.395 | 307.4 | 594 | 50/10 | 267.3 | 32.00 | 0 | 0 | 300 | 0.0 |  | False | 1
| 1 | st | Channel | /024 |  | Corner Bumpers (set of 4) | 15% | 77.1075 | 77.11 | 149 | 50/10 | 67.05 | 0.25 | 0 | 0 | 300 | 0.0 |  | False | 4
| 1 | st | Channel | /011 |  | Caster Brakes (set of 2) | 15% | 23.805 | 23.81 | 46 | 50/10 | 20.7 | 0.50 | 0 | 0 | 300 | 0.0 |  | False | 2
WW-1 | 1 | ea | Advance Tabco | 7-PS-80 | HAND SINK WITH SOAP & TOWEL DISPENSER | Hand Sink, wall mounted, 14" wide x 10" front-to-back x 5" deep bowl, 20 gauge 304 stainless steel, splash mounted faucet, lever drain with overflow, P-trap, soap & towel dispenser, wall bracket, NSF, cCSAus | 0.15 | 1188.18 | 1188.18 | 2296 | 50/10 | 1033.2 | 32.00 | 0 | 0 | 100 | 10.00000 |  | False | 1
| 1 | ea | Advance Tabco | K-08 |  | Low-flow aerator 0.5gpm, fits 55/64-27 male or 15/16-27 female thread on spout, conforms to California AB 1953 | 15% | 25.875 | 25.88 | 50 | 50/10 | 22.5 | 1.00 | 0 | 0 | 77.5 | 0.0 |  | False | 1
WW-2 | 2 | ea | Rubbermaid | 2026695 | 13 GAL WASTE CONTAINER | NIKEC, BY OWNER/OPERATOR |  | 0 | 0 | 0 |  | 0 | 7.68 | 0 | 0 | 125 | 0.0 |  | False | 4 | NIKEC, BY OWNER/OPERATOR
WW-3 | 3 | ea | Metro | MQ24XXG | SHELVING, MOBILE | Each unit to consist of four shelves, four posts, and four casters, two with brakes. Lengths as shown on plan. | 0.15 | 85.1287 | 255.39 | 164.5 | 50/10 | 74.025 | 13.20 | 0 | 0 | 70 | 1.11 |  | False | 1
| 12 | ea | Metro | MQ24XXG |  | MetroMax Q™ Shelf, XX"W x 24"D, open grid polymer with Microban® antimicrobial product protection, epoxy coat steel frame, (4) wedge connectors, NSF | 15% | 85.1287 | 1021.56 | 164.5 | 50/10 | 74.025 | 13.20 | 0 | 0 | 70 | 1.11 |  | False | 1
| 12 | ea | Metro | MX63UP |  | Polymer trilobal post (compatible with MetroMax i, MetroMax 4, MetroMax Q), 63"H, for use with stem casters, adjusts at 1" increments, corrosion proof construction with built in Microban® antimicrobial product protection | 15% | 35.4487 | 425.4 | 68.5 | 50/10 | 30.825 | 1.80 | 0 | 0 | 70 | 0.11 |  | False | 1
| 6 | ea | Metro | 5MPX |  | Stem Caster, swivel, 5" diameter, 1-1/4" wide face, polyurethane wheel tread, 300 lb. capacity, NSF (donut bumpers included). For use with all MetroMax posts and shelves. | 15% | 40.1063 | 240.66 | 77.5 | 50/10 | 34.875 | 2.25 | 0 | 0 | 70 | 0.07 |  | False | 1
| 6 | ea | Metro | 5MPBX |  | Stem Caster, brake, 5" diameter, 1-1/4" wide face, polyurethane wheel tread, 300 lb. capacity, NSF (donut bumpers included). For use with all MetroMax posts and shelves. | 15% | 44.2463 | 265.5 | 85.5 | 50/10 | 38.475 | 2.50 | 0 | 0 | 70 | 0.07 |  | False | 1
WW-4 | 1 |  | AeroWerks | BY AEROWERKS | TRAY ACCUMULATOR / CONVEYOR | Provide Tray Handling System as shown on AeroWerks drawings P200706. SPACEMISER® System to include: A. Stainless Steel Pass Thru Window Frame & Sill – Qty 2 B. Stainless Steel Sight & Sound Baffle – Qty 1 C. Spacemiser® -Qty 1 D. Rotary Tray Accumulator Conveyor – Qty 1 E. Double Slat Belt Accumulation Conveyor – Qty 1 F. Soiled Dish Table – Qty 1 G. Hose Clean Up Station –Qty 1 H. Mobile Soak Sink – Qty 2 A. Stainless Steel Pass Thru Window Frame & Sill Quantity: Two (2) Provide two (2) full perimeter window frames manufactured from 16 ga. stainless steel finish integral with Rotary Tray Accumulator Conveyor & Space Miser Conveyor. Food Service Equipment Contractor to verify window opening with architectural drawings. B. Stainless Steel Sight & Sound Baffle Quantity: One (1) Provide stainless steel insulated sight & sound baffle with two (2) LED tube lights integral with Rotary Tray Accumulator Conveyor. Construction of sight & sound baffle enclosure shall be 18 ga. stainless steel double-walls, 2” thick with sound-reducing styrofoam in between. Enclosure shall be mounted to Aerowerks conveyor and building wall by Aerowerks installers. C. SpaceMiser® Quantity: One (1) Provide an Aerowerks two level SpaceMiser® Rotary Tray Accumulator for a accumulation system, as shown on drawings. SpaceMiser® system shall operate as a closed-loop “Ferris-wheel” design with 2-tier carriers spaced as shown. The unit shall be in accordance with the following detailed specifications: Provide Aerowerks SpaceMiser® Rotary Tray accumulator of size and shape as shown on plan & remote start stop station. Unit shall be Aerowerks model SMTA. a) Tray Compartment Each tray cage shall be constructed of 18 ga. stainless steel formed in a box shape suitable for standard cafeteria trays. Each box shall be capable of carrying (two) 2 trays, one on the ”floor” of the box, and other tiers being cut-out and folded inward like louvers to accept the trays. b) Compartment Hangers The compartment hangers shall be constructed of 1/2” diameter stainless steel rods suspended across the two monorail tracks and attached to the s/s monorail drive chain. c) Swivel Supports Compartments are attached to the hanger rods with swivel supports to allow the compartment to remain in a vertical plane as they traverse in a closed vertical loop. d) Drive Mechanism The dual monorail is driven by a single caterpillar drive system and motor/worm gear reducer, sized to suit length of system. Entire drive unit shall be housed in a stainless steel enclosure, mounted above the top monorail tracks. e) Drive Motor Provide variable speed AC motor, using AC inverter to vary speed. Speed shall be changed by turning speed control knob on control panel. f) Anti-Jam Photo Switch Provide two (2) photo-cell switches to shut off conveyor in the event that trays are not fully loaded into the carriers. D. Rotary Tray Accumulator Conveyor Quantity: One (1) a) Tray Carriers Each ladder shall include four (4) tray carriers. The carriers shall be constructed of stainless steel all polished. Carriers shall be removable from carrier hanger without the use of tools. b) Carrier Hangers The carrier hangers shall be constructed of stainless steel all polished. The carrier hangers shall be attached to a stainless steel ‘J’ bracket. The carriers shall be removable without the use of tools. c) ‘ J ’ Brackets Brackets shall be formed from 12 ga. stainless steel. Brackets shall be attached to and driven by #60 conveyor chain. d) Drive Mechanism The tray carriers shall be driven by # 60 conveyor chain and sprockets. The drive mechanism shall be supported by stainless steel structural members fitted with stainless steel housing and access panels. e) Drive Motor Provide variable speed A.C. motor, with double reduction gearbox reducer. Speed shall be changed by turning speed control knob on control panel. f) Anti-jam Switch Provide two (2) anti-jam photo sensor switches to shut off conveyor in the event the trays are not fully loaded into the tray carriers. E. Double Slat Belt Accumulation Conveyor Quantity: ONE (1) Integral with scrapping table located behind trough provide a Double Slat Belt Conveyor to accumulate stacks of plates and dish racks for ultimate delivery to the dish machine for loading. The double width also allows stacked trays to be transferred to dish machine. This conveyor is normally stopped, controlled by operators at the scrapping table, advancing the conveyor using the three (3) knee-operated switches, runs the system continuously. An accumulation switch will stop the conveyor automatically if operator is not present. Conveyor shall be Aerowerks model SBC with the following specifications. a) SBC Belting SBC Belting shall be Aerowerks K10SF-AD. Belting shall have a tensile strength of 6,100lbs and shall “side-flex” to a minimum of 18” centerline radius at corners where required. There shall be no sliding friction at corners between belt and groove or guide rail. Both slide bed groove and return track shall be self-cleaning by the action of the belt. Belt take-up shall be accomplished by the natural catenary sag of the belt in the wash chamber. b) Drive Frame Drive frame shall be all-welded stainless steel angle with 1-5/8” Ø, 6” high stainless steel legs and adjustable stainless steel bullet feet. c) Drive Housing Drive frame shall be fitted with 18 ga. stainless steel housing to enclose drive frame on all sides. Access provided by 18 ga. stainless steel double wall hinged insulated doors where side or end panels are fitted to frame, they shall be sealed with silicon. Drive cabinet to house all necessary plumbing and detergent injection pump for the belt wash system. d) Drive Tank Provide all welded 14 ga. stainless steel wash chamber equipped with lift-off access panels and removable scrap tray. e) Drive Shaft Provide 1” stainless steel drive shaft mounted within wash chamber on dual-type sealed bearings (Aerowerks grease-filled sealed cartridge inside chamber; precision ball bearing flange cartridge outside chamber). f) Belt Wash Provide wash system consisting of stainless steel manifolds inside wash chamber. Spray manifolds shall be located to effectively clean the belt on both sides, and shall be easily removable without tools. g) Drive Motor Provide variable speed A.C. motor, with A.C. inverter to vary the speed. Provide double reduction gearbox reducer. Speed shall be changed by turning speed control knob on control panel. h) Plumbing Connections All plumbing interconnections unless noted otherwise on Aerowerks drawings shall be by K.E.C.. Final connections to building services shall be by others. i) Slide Bed Provide 14 ga. stainless steel bed formed with vertical and horizontal corners coved to a 3/4" radius. Unit shall be reinforced with channel mounted on 1-5/8” Ø tubular stainless steel legs with adjustable bullet feet and rails. j) Main Control System Provide UL Listed Main Control Center containing start-stop, belt wash, speed control and disconnect circuit breaker for Double Slat Belt Conveyor. All components shall be neatly contained in a stainless steel watertight enclosure. All wiring shall conform to the latest UL standards. The electrical contractor shall bring 208V/1phase/15A to the panel, but wiring from the equipment to this panel shall be done by Aerowerks, and all wiring shall be carried in liquid-tight conduits, including conveyor motors and controls. All electrical controls shall be approved for wet conditions and shall comply with all applicable codes. All enclosures for electrical components must be watertight. k) Installation & Warranty Aerowerks shall be responsible for all interconnections of electrical work required for conveyor system. Final connections to building services shall be by others. Aerowerks shall install and adjust system to owner’s satisfaction and shall provide adequate instructions to operating personnel. System shall be guaranteed for a period of one year for parts and labor under normal operating condition. Plumbing interconnections shall be by K.E.C. F. Soiled Dish Table Quantity: One (1) Provide NSF Listed Soiled Dish Table, 14 ga. stainless steel top and trough as shown on plan. Table shall be formed with vertical and horizontal corners coved to a 3/4” radius. Provide Soiled Dish Table with three (3) pre rinse sprays, three (3) perforated ledges and three (3) knee-operated switches. Double Slat Belt Accumulation Conveyor shall form integral part of Soiled Dish Table. Trough shall be 9” wide sloping from 3” to maximum with matching at the pulper mounted in the end of the trough. Furnish trough with connections for trough gusher and side nozzles for water line. Support table on 1-5/8” Ø stainless steel legs with adjustable s/s flanged feet, which is to be anchored with 3/8” bolts. Legs shall be positioned to align up front-to-back for maximum access for cleaning. Legs shall be supported with 12 ga. stainless steel leg channels. All cross rails shall be fully welded to legs with all welds polished and ground smooth. G. Hose Clean Up Station Quantity: One (1) Provide Hose Clean Up Station as shown on drawings. Furnish unit with 30’-0” heavy-duty dairy-quality hose and heavy duty front trigger style water gun and H & C mixing valves. Provide 14 ga. stainless steel swing bracket with leg mounting sleeve. H. Mobile Soak Sink Quantity: Two (2) Provide two (2) Mobile Soak Sinks where shown on plan. Units shall measure 23” x 23” x 24” high x 8” deep sinks and shall be mounted on 1-5/8” Ø stainless steel legs and 5” heavy-duty casters. Sinks shall be formed of 14 ga. stainless steel with all corners coved to 5/8” radius. Provide rolled rims on all top edges and lever-operated 1-1/2” waste with open drain. KEC to verify 14" X 18" with BYUH prior to fabrication. | 0.15 | 155250 | 155250 | 0 | =Net= | 135000 | 0.00 | 0 | 0 |  | 0.0 |  | False | 0
| 1 |  | AeroWerks |  |  | KEC to verify and confirm with the owner or operator; tray size (if used) and height of tallest serviceware/glassware that will be returned to the accumulator to determine and confirm tray carrier height and width final requirements. KEC to notify the design team if adjustments to tray carriers to accommodate serviceware sizes provided adjustment in the overall tray capacity of the accumulator system from design specification. |  | 0 | 0 | 0 | =Net= | 0 | 0.00 | 0 | 0 |  | 0.0 |  | False | 0
WW-5 | 1 | ea | Hobart | FT1000SE+ENERGY | DISHWASHER, FLIGHT TYPE | Low energy series energy recovery model without power rinse flight type dish machine, 58 gallons of final rinse consumption per hour, with dual rinse, hinged & insulated doors, sliding wash arms without caps, & microprocessor controls with AutoClean, AutoDelime, Energy Recovery, 16" round flange & Automatic Soil Removal system (ASR), Free factory startup for installations within a 50 mile radius of a Hobart service office; installation beyond 50 miles will be charged at the quoted rate by the local Hobart service office | 0.15 | 91128.415 | 91128.42 | 113203 | 30 | 79242.1 | 0.00 | 0 | 0 |  | 0.0 |  | False | 1
| 1 |  |  |  |  | All FT1000 models are to be quoted by Hobart's internal quotation group |  | 0 | 0 | 0 |  | 0 | 0.00 | 0 | 0 |  | 0.0 |  | False | 1
| 1 |  |  |  |  | Standard warranty - 1-Year parts, labor & travel time during normal working hours within the USA |  | 0 | 0 | 0 |  | 0 | 0.00 | 0 | 0 |  | 0.0 |  | False | 1
| 24 | ea |  |  |  | Service Labor Hours for ENERGY- Note- If the customer location is beyond 50 miles of the local Hobart Office, please contact the Branch Manager or Agent for more specific quote. Any additional training required by the General Contractor or Customer for Flight-Type assembly will be at an additional charge to the Customer | 15% | 139.15 | 3339.6 | 121 | =Net= | 121 | 0.00 | 0 | 0 |  | 0.0 |  | False | 1
| 1 | ea | Hobart | FT1000SE-ASRYES |  | With Automatic Soil Removal (ASR) |  | 0 | 0 | 0 |  | 0 | 0.00 | 0 | 0 |  | 0.0 |  | False | 1
| 1 | ea | Hobart | FT1000SE-LPF025 |  | Load Platform 2.5’ (Total LOAD length is 2.5’ load platform + 2' ASR + 3’ prewash = 7’7”) | 15% | 12174.015 | 12174.02 | 15123 | 30 | 10586.1 | 0.00 | 0 | 0 |  | 0.0 |  | False | 1
| 1 | ea | Hobart | FT1000SE-ACLYES |  | With Auto Clean |  | 0 | 0 | 0 |  | 0 | 0.00 | 0 | 0 |  | 0.0 |  | False | 1
| 1 | ea | Hobart | FT1000SE-ADLYES |  | With Auto Delime |  | 0 | 0 | 0 |  | 0 | 0.00 | 0 | 0 |  | 0.0 |  | False | 1
| 1 | ea | Hobart |  |  | Verify Drain Location |  | 0 | 0 | 0 |  | 0 | 0.00 | 0 | 0 |  | 0.0 |  | False | 1
| 1 | ea | Hobart | FT1000SE-DRSYES |  | With Dual Rinse |  | 0 | 0 | 0 |  | 0 | 0.00 | 0 | 0 |  | 0.0 |  | False | 1
| 1 | ea | Hobart | FT1000SE-CTRSTD |  | Standard Non-Split 5' Center Joined (Wash/Dual Rinse) |  | 0 | 0 | 0 |  | 0 | 0.00 | 0 | 0 |  | 0.0 |  | False | 1
| 1 | ea | Hobart | FT1000SE-UNL056 |  | 5' 6" Unload Section Non Split | 15% | 19571.16 | 19571.16 | 24312 | 30 | 17018.4 | 0.00 | 0 | 0 |  | 0.0 |  | False | 1
| 1 | ea | Hobart | FT1000SETLG19.358 |  | TLG - Total Length of load, center & unload section is: 19.358 feet (overall length) |  | 0 | 0 | 0 |  | 0 | 0.00 | 0 | 0 |  | 0.0 |  | False | 1
| 1 | ea | Hobart | FT1000SE-DRY0NO |  | Without Blower Dryer |  | 0 | 0 | 0 |  | 0 | 0.00 | 0 | 0 |  | 0.0 |  | False | 1
| 1 | ea | Hobart | FT1000SE-HGTSTD |  | Standard Height |  | 0 | 0 | 0 |  | 0 | 0.00 | 0 | 0 |  | 0.0 |  | False | 1
| 1 | ea | Hobart | FT1000SE-EGRYES |  | With Energy Recovery System |  | 0 | 0 | 0 |  | 0 | 0.00 | 0 | 0 |  | 0.0 |  | False | 1
| 2 | ea |  |  |  | Service Labor Hours for Removal & Reinstall for Energy Recovery Shipped Loose- Note- If the customer location is beyond 50 miles of the local Hobart Office, please contact the Branch Manager or Agent for more specific quote. Any additional training required by the General Contractor or Customer for Flight-Type assembly will be at an additional charge to the Customer | 15% | 139.15 | 278.3 | 121 | =Net= | 121 | 0.00 | 0 | 0 |  | 0.0 |  | False | 1
| 1 | ea | Hobart | FT1000SE-AER0NO |  | Without Advansys Energy Recovery (Ventless Technology) |  | 0 | 0 | 0 |  | 0 | 0.00 | 0 | 0 |  | 0.0 |  | False | 1
| 1 | ea | Hobart | FT1000SE-HTEELE |  | Electric Heat | 15% | 3208.73 | 3208.73 | 3986 | 30 | 2790.2 | 0.00 | 0 | 0 |  | 0.0 |  | False | 1
| 1 | ea | Hobart |  |  | Verify Electrical |  | 0 | 0 | 0 |  | 0 | 0.00 | 0 | 0 |  | 0.0 |  | False | 1
| 1 | ea | Hobart | FT1000SE-CBRYES |  | With Circuit Breaker |  | 0 | 0 | 0 |  | 0 | 0.00 | 0 | 0 |  | 0.0 |  | False | 1
| 1 | ea | Hobart | FT1000SE-CON002 |  | (2) Service Connections (refer to specifications sheet for rated amps ) (nc) |  | 0 | 0 | 0 |  | 0 | 0.00 | 0 | 0 |  | 0.0 |  | False | 1
| 1 | ea | Hobart | FT1000SE-CBREHN |  | EHN - With Circuit Breaker, Electric, High Voltage, for machines Without Blower Dryer | 15% | 9416.89 | 9416.89 | 11698 | 30 | 8188.6 | 0.00 | 0 | 0 |  | 0.0 |  | False | 1
| 1 | ea | Hobart | FT1000SE-BST015 |  | 15 kW Electric Booster | 15% | 9554.545 | 9554.55 | 11869 | 30 | 8308.3 | 0.00 | 0 | 0 |  | 0.0 |  | False | 1
| 1 | ea | Hobart | FT1000SE-PIPSTD |  | Standard Piping |  | 0 | 0 | 0 |  | 0 | 0.00 | 0 | 0 |  | 0.0 |  | False | 1
| 1 | ea | Hobart |  |  | Verify Direction of Operation |  | 0 | 0 | 0 |  | 0 | 0.00 | 0 | 0 |  | 0.0 |  | False | 1
| 1 | ea | Hobart | FT1000SE-DORHNG |  | Hinge doors, all sections |  | 0 | 0 | 0 |  | 0 | 0.00 | 0 | 0 |  | 0.0 |  | False | 1
| 1 | ea | Hobart | FT1000SE-SEC0NO |  | Without added security |  | 0 | 0 | 0 |  | 0 | 0.00 | 0 | 0 |  | 0.0 |  | False | 1
| 1 | ea | Hobart | FT1000SE-CNVSTD |  | Standard Conveyor |  | 0 | 0 | 0 |  | 0 | 0.00 | 0 | 0 |  | 0.0 |  | False | 1
| 1 | ea | Hobart | FT1000SE-ROD0NO |  | Without Cross Rods |  | 0 | 0 | 0 |  | 0 | 0.00 | 0 | 0 |  | 0.0 |  | False | 1
| 1 | ea | Hobart | FT1000SE-SEF0NO |  | Without SEF Options |  | 0 | 0 | 0 |  | 0 | 0.00 | 0 | 0 |  | 0.0 |  | False | 1
| 1 | ea | Hobart | DWTFT-1000 |  | Drain water tempering kit - NGFT |  | 0 | 0 | 0 |  | 0 | 0.00 | 0 | 0 |  | 0.0 |  | False | 1
| 1 |  |  |  |  | Installation of DWT kit only (NET) | 15% | 747.5 | 747.5 | 650 | =Net= | 650 | 0.00 | 0 | 0 |  | 0.0 |  | False | 1
| 1 | st | Hobart | WTRHAM-ARREST |  | Water hammer arrestor kit (Price shown includes (2) water hammer kits (2 will be shipped @ $543.00 each with eligible Advansys and Energy Recovery models) | 15% | 648.83 | 648.83 | 806 | 30 | 564.2 | 0.00 | 0 | 0 |  | 0.0 |  | False | 1
| 1 | ea | Hobart | WS80-NOINSTALL |  | Water softening system 4,818 grains/lb capacity, 14 gallons regeneration volume, salt alarm, holds 2 bags of salt, pricing DOES NOT include installation. INSTALLATION BY AUTHORIZED HOBART SERVICE OFFICE IS RECOMMENDED (NET) | 15% | 3404 | 3404 | 3003 | =Net= | 2960 | 100.00 | 0 | 0 |  | 0.0 |  | False | 1
WW-6 | 1 | ea | T&S Brass | EW-7360B | EYE WASH STATION | Eyewash Unit, wall mount, chrome-plated brass ball valve, 1/2" NPT, 1-1/4" outlet | 0.15 | 454.25 | 454.25 | 790 | 50 | 395 | 7.00 | 0 | 0 | 55 | 0.0 |  | False | 1
WW-7 | 8 | ea | Cambro | CD2020110 | RACK DOLLY | Camdolly®, 22-1/2"L x 22-1/2"W x 8-1/4"H (exterior dimensions), without handle, polyethylene construction, (4) 3" heavy duty swivel casters, load capacity 300 lbs., black, NSF | 0.15 | 231.15 | 1849.2 | 402 | 50 | 201 | 16.85 | 0 | 0 | 175 | 2.75000 |  | False | 1
WW-8 | 6 | ea | Metro | PCD11A | DISH CART / DOLLY | Quick Ship - Poker Chip Dish Dolly, 26-5/8"W x 26-5/8"D x 31-15/16"H, adjustable, dish size 4-1/4" to 11-3/4", removable dividers & towers, two-handed access, recessed handles, 5"Dia. swivel casters with neoprene wheels (2 with brakes), chip-resistant polymer shell with Microban® antimicrobial protection, aesthetic blue, vinyl dust/water splash cover, NSF | 0.15 | 1155.5775 | 6933.48 | 2233 | 50/10 | 1004.85 | 65.00 | 0 | 0 | 125 | 14.97000 |  | False | 1
| 6 | ea | Metro | PROP 65 |  | WARNING: This product can expose you to chemicals, including DEHP, which are known to the State of California to cause cancer, birth defects and other reproductive harm. For more information, go to www.P65Warnings.ca.gov. |  | 0 | 0 | 0 |  | 0 | 0.00 | 0 | 0 |  | 0.0 |  | False | 1
WW-9 | 1 | ea | Food | ADV (3) 24X24 | THREE COMPARTMENT SINK | *Advance Tabco Model Custom 120" Long x 30 3/4" wide Regaline Sink, three compartment, with left and right-hand drainboards, 24" front to back x 24 wide sink compartment, 14" deep, with 10" high splash, stainless steel open frame base, boxed crossrails (front and side crossbracing), custom drainboards, stainless steel bullet feet, 14 gauge 304 stainless steel *Rear turn down edge *TA-95 16 gauge stainless steel leg upgrade *Two (2) K-397 Wall clips *Three (3) Model K-15 Drain, lever operated with built in overflow, 2" IPS *Three (3) Model K-4 Support Bracket, for lever drains on sinks *One (1) T&S Model B-0231-CR Faucet, 12" swing nozzle, 8" wall mount base, 1/2" NPT female Inlets, Ceramas cartridges *KEC to provide shop drawing for review and approval |  | 0 | 0 | 0 |  | 0 | 0.00 | 0 | 0 |  | 0.0 |  | False | 1
WW-10 | 1 | ea | T&S Brass | B-0133-12-CR-B | PRE-RINSE FAUCET ASSEMBLY, WITH ADD ON FAUCET | EasyInstall Pre-Rinse Unit, spring action gooseneck, 8" wall mount, spray valve (B-0107), 12" add-on faucet, wall bracket, quarter-turn Cerama cartridges, low lead | 0.15 | 505.425 | 505.43 | 879 | 50 | 439.5 | 14.00 | 0 | 0 | 77.5 | 0.0 |  | False | 1
| 2 | kt | T&S Brass | B-0230-K |  | Installation Kit, (2) 1/2" NPT nipples, lock nuts & washers, (2) short "Ell" 1/2" NPT female x male | 15% | 37.5475 | 75.1 | 65.3 | 50 | 32.65 | 0.94 | 0 | 0 | 77.5 | 0.0 |  | False | 1
| 2 | kt | T&S Brass | B-0230-KIT |  | Inlet Kit, 1/2" NPT nipple, close elbows, 24" flex supply hoses | 15% | 43.125 | 86.26 | 75 | 50 | 37.5 | 2.05 | 0 | 0 | 77.5 | 0.0 |  | False | 1
WW-11 | 1 | ea | Salvajor | 500-TVL | Disposal System | TroughVeyor, food waste conveying & disposing system with water recirculation, left-hand operation, 5 HP disposer, with trough diffuser, salvage basin & silverware trap, stainless steel construction, with start/stop push button auto reversing control & safety line disconnect, UL, CSA, CE, NSF | 0.15 | 28858.1 | 28858.1 | 25094 |  | 25094 | 310.00 | 0 | 0 | 85 | 0.0 |  | False | 1
| 1 |  |  |  |  | 208v/60/3-ph, 17.7 amps |  | 0 | 0 | 0 |  | 0 | 0.00 | 0 | 0 |  | 0.0 |  | False | 1
WW-12 | 1 | ea | Advance Tabco | PS-12-84 | Overshelf | Shelf with Pot Rack, wall-mounted, 84"W x 12"D, 18/430 stainless steel shelf, 2" x 1/4" stainless steel pot rack, includes: (9) plated double pot hooks, NSF | 0.15 | 689.31 | 689.31 | 1332 | 50/10 | 599.4 | 60.00 | 0 | 0 | 175 | 8.00000 |  | False | 1
WW-13 | 0 | ea | Food | OPEN NUMBER | OPEN NUMBER |  |  | 0 | 0 | 0 |  | 0 | 0.00 | 0 | 0 |  | 0.0 |  | False | 1
WW-14 | 0 | ea | Food | OPEN NUMBER | OPEN NUMBER |  |  | 0 | 0 | 0 |  | 0 | 0.00 | 0 | 0 |  | 0.0 |  | False | 1
WW-15 | 0 | ea | Food | OPEN NUMBER | OPEN NUMBER |  |  | 0 | 0 | 0 |  | 0 | 0.00 | 0 | 0 |  | 0.0 |  | False | 1
WW-16 | 1 | ea | Advance Tabco | BSR-72 | CLEAN DISHTABLE | Sorting Table, 72"W x 30"D wide, 16 gauge 304 stainless steel top, 10-1/2"H backsplash at rear, 3"H raised edge on front & both ends, stainless steel legs & crossrails, NSF | 0.15 | 1723.7925 | 1723.79 | 3331 | 50/10 | 1498.95 | 91.00 | 0 | 0 | 150 | 18.00000 |  | False | 1
| 1 | ea | Advance Tabco | K-460A |  | Installation, disposal cone with 14" x 16" control bracket & faucet holes (each) | 15% | 612.72 | 612.72 | 1184 | 50/10 | 532.8 | 3.00 | 0 | 0 | 150 | 0.0 |  | False | 1
| 1 |  |  |  |  | NOTE: Specify location of cone |  | 0 | 0 | 0 |  | 0 | 0.00 | 0 | 0 |  | 0.0 |  | False | 1
| 1 | ea | Advance Tabco | K-37 |  | Anti-Siphon vacuum breaker holes | 15% | 86.94 | 86.94 | 168 | 50/10 | 75.6 | 0.00 | 0 | 0 | 150 | 0.0 |  | False | 1
| 1 | ea | Advance Tabco | K-452 |  | Control Bracket 8" x 12" (each) | 15% | 193.0275 | 193.03 | 373 | 50/10 | 167.85 | 4.00 | 0 | 0 | 150 | 0.0 |  | False | 1
| 1 | ea | Advance Tabco | DTA-99B |  | Sink Bowl, 20"W x 20"D x 12" deep, welded into top, (per bowl) (must specify sink location) | 15% | 1062.945 | 1062.95 | 2054 | 50/10 | 924.3 | 48.00 | 0 | 0 | 70 | 2.00000 |  | False | 1
| 1 | ea | Advance Tabco | DTA-60 |  | Pre-Rinse Slide Bar, for 20"W x 20"D fabricated sink bowls | 15% | 269.1 | 269.1 | 520 | 50/10 | 234 | 9.00 | 0 | 0 | 70 | 1.00000 |  | False | 1
| 1 | ea | Advance Tabco | K-5 |  | Drain, twist operated, 2" NPT & 1-1/2" IPS outlet connections | 15% | 113.85 | 113.85 | 220 | 50/10 | 99 | 3.00 | 0 | 0 | 125 | 0.0 |  | False | 1
| 1 | ea | Advance Tabco | K-4 |  | Support Bracket, for lever waste drain handle, (1) support required for each lever drain | 15% | 51.75 | 51.75 | 100 | 50/10 | 45 | 2.00 | 0 | 0 | 150 | 0.0 |  | False | 1
WW-17 | 1 | ea | Advance Tabco | PS-12-72 | OVERSHELF | Shelf with Pot Rack, wall-mounted, 72"W x 12"D, 18/430 stainless steel shelf, 2" x 1/4" stainless steel pot rack, includes: (9) plated double pot hooks, NSF | 0.15 | 656.7075 | 656.71 | 1269 | 50/10 | 571.05 | 50.00 | 0 | 0 | 175 | 7.00000 |  | False | 1
WW-18 | 1 | ea | Hobart | PW20ER-2 | DISHWASHER, POT/PAN/UTENSIL, DOOR TYPE | Advansys™ Ventless Pot/Pan/Utensil Washer with Energy Recovery, front loading with split door design, 480v/60/3, (20) pan capacity, over/under rotating arms, 2/4/6 minute adjustable timer, up to (13) racks/hour, includes: (2) flat grids, (2) tray racks & (1) flat bottom rack, pre-rinse spray hose, sanitizing with Sense-A-Temp™ 70° booster rise, internal condensing system, auto delime notification, stainless steel construction, cULus, BISSC Certified, NSF, ENERGY STAR®, Free factory startup for installations within a 100 mile radius of a Hobart service office; installation beyond 100 miles will be charged at the quoted rate by the local Hobart service office | 0.15 | 40131.55 | 40131.55 | 49854 | =Net= | 34897 | 815.00 | 0 | 0 |  | 0.0 |  | False | 1
| 1 |  |  |  |  | Standard warranty - 1-Year parts, labor & travel time during normal working hours within the USA |  | 0 | 0 | 0 |  | 0 | 0.00 | 0 | 0 |  | 0.0 |  | False | 1
| 1 | ea | Hobart | PUMPDRN-AIRGAP |  | Pumped Drain Air Gap Kit | 15% | 263.35 | 263.35 | 229 |  | 229 | 0.00 | 0 | 0 |  | 0.0 |  | False | 1
| 1 | ea | Hobart | RACK-12PAN |  | Pan Rack, (12) pan capacity (00-562293) | 15% | 877.45 | 877.45 | 763 |  | 763 | 0.00 | 0 | 0 |  | 0.0 |  | False | 1
| 1 | ea | Hobart | DWT-PW |  | Drain water tempering kit | 15% | 2409.25 | 2409.25 | 2095 |  | 2095 | 0.00 | 0 | 0 |  | 0.0 |  | False | 1
| 1 | ea |  |  |  | Installation of DWT kit only (NET) | 15% | 747.5 | 747.5 | 650 | =Net= | 650 | 0.00 | 0 | 0 |  | 0.0 |  | False | 1
| 1 | ea | Hobart | DRLWRKIT-PW |  | Door height lowering kit, for PW | 15% | 210.45 | 210.45 | 183 |  | 183 | 0.00 | 0 | 0 |  | 0.0 |  | False | 1
WW-19 | 1 | ea | Accurex | XD1-78-S | CONDENSATE EXHAUST HOOD | Condensate Hood Provide Accurex Exhaust Hood Model XD1 as shown on plans and in accordance with the following specification: Condensate hoods shall be of the Type II, exhaust only canopy. The hood(s) shall be constructed of a minimum of 18 gauge 400 series stainless steel (300 series optional). The hood(s) shall be constructed using the standing seam method for optimum strength. All seams, joints and penetrations of the hood enclosure shall be welded and/or liquid tight. Lighter material gauges, alternate material types and finishes are not acceptable. The hood(s) shall include a full perimeter, welded, condensate collecting gutter with a 0.5 inch N.P.T. stainless steel drain fitting. Optional, vapor proof, U.L. Listed incandescent light fixtures (fluorescent and LED optional, restrictions apply) shall be pre-wired to a junction box situated at the top of the hood for field connection. Wiring shall conform to the requirements of the NFPA® 70. The canopy hood(s) shall be constructed by Accurex. They shall be built in accordance with the NFPA® 96, UMC, and bear the NSF Seal of Approval. Due to continuous research Accurex reserves the right to change specifications without notice. | 0.15 | 3235.1915 | 3235.19 | 0 | =Net= | 2813.21 | 0.00 | 0 | 0 |  | 0.0 |  | False | 0
WW-20 | 1 | ea | Advance Tabco | BSR-72 | SOILED DISHTABLE | Sorting Table, 72"W x 30"D wide, 16 gauge 304 stainless steel top, 10-1/2"H backsplash at rear, 3"H raised edge on front & both ends, stainless steel legs & crossrails, NSF | 0.15 | 1723.7925 | 1723.79 | 3331 | 50/10 | 1498.95 | 91.00 | 0 | 0 | 150 | 18.00000 |  | False | 1
| 1 | ea | Advance Tabco | K-460 |  | Installation, disposal cone with 8" x 12" control bracket & faucet holes (each) | 15% | 577.0125 | 577.01 | 1115 | 50/10 | 501.75 | 20.00 | 0 | 0 | 150 | 0.0 |  | False | 1
| 1 |  |  |  |  | NOTE: Specify location of cone |  | 0 | 0 | 0 |  | 0 | 0.00 | 0 | 0 |  | 0.0 |  | False | 1
WW-21 | 2 | ea | T&S Brass | B-0133-CR-B08 | PRE-RINSE FAUCET ASSEMBLY | EasyInstall Pre-Rinse Unit, 8" wall mount, 44" flex hose, 6" wall bracket, 18" riser, overhead spring, ceramic cartridge, lever handle, 1.07 GPM spray valve, 1/2" NPT, EPAct2005 compliant, (B-0108) | 0.15 | 412.5625 | 825.12 | 717.5 | 50 | 358.75 | 11.55 | 0 | 0 | 77.5 | 0.0 |  | False | 1
| 2 | kt | T&S Brass | B-0230-K |  | Installation Kit, (2) 1/2" NPT nipples, lock nuts & washers, (2) short "Ell" 1/2" NPT female x male | 15% | 37.5475 | 75.1 | 65.3 | 50 | 32.65 | 0.94 | 0 | 0 | 77.5 | 0.0 |  | False | 1
WW-22 | 2 | ea | IMC Teddy | LFT-1296-SGAS | FLOOR TROUGH, 8' LONG | LFT Ledgeless Floor Trough, 96"W x 12"D, 4" deep receptacle, (1) 6-1/2" waste cup with removeable stainless steel perforated basket strainer & 4"OD drain, 14/304 stainless steel construction, includes anchor straps, (SGAS) anti-slip subway grating, NSF, Made in USA | 0.15 | 3911.725 | 7823.46 | 6803 | 50 | 3401.5 | 86.00 | 0 | 0 |  | 0.0 |  | False | 1
WW-23 | 1 | ea | Salvajor | 500-CA-18-ARSS | Disposer | Disposer, 18" cone assembly, 5 Hp motor, start/stop push button, drain/flush/time delay, automatic reversing & water saving ARSS control, includes fixed nozzle, chrome plated vacuum breaker, solenoid valve, scrap ring & flow control, 6-1/2" inlet diameter, heat treated aluminum alloy housing, single support leg, UL, CSA, CE | 0.15 | 6512.45 | 6512.45 | 11326 | 50 | 5663 | 146.00 | 0 | 0 | 85 | 0.0 |  | False | 1
| 1 |  |  |  |  | 460v/60/3-ph, 6.3 amps |  | 0 | 0 | 0 |  | 0 | 0.00 | 0 | 0 |  | 0.0 |  | False | 1
| 1 | ea | Salvajor | 18CC |  | 18" Stainless steel cone cover | 15% | 143.75 | 143.75 | 250 | 50 | 125 | 5.00 | 0 | 0 | 85 | 0.0 |  | False | 1
| 1 | ea | Salvajor | LRS |  | 6-1/2" rubber sink stopper | 15% | 67.85 | 67.85 | 118 | 50 | 59 | 1.00 | 0 | 0 | 85 | 0.0 |  | False | 1
| 1 | ea | Salvajor | DSS |  | Domed silver saver for 6-1/2" opening | 15% | 227.7 | 227.7 | 396 | 50 | 198 | 3.00 | 0 | 0 | 85 | 0.0 |  | False | 1
WW-24 | 1 | ea | Food | DETAIL S54 | DISHWASHER VENT DUCT | NIKEC, BY GC. Custom Fabricated Constructed and equipped in accordance with the Plan and Detail S54 KEC to verify vent collar dimensions at dishwasher, Item WW-5 and ensure tight fit |  | 0 | 0 | 0 |  | 0 | 0.00 | 0 | 0 |  | 0.0 |  | False | 1 | NIKEC/BY KEC
CA-1 | 1 |  | Imperial Brown | CUSTOM/NSF | WALK-IN REFRIGERATOR | WALK-IN REFRIGERATOR ITEM #CA-1 11' - 0" x 7' - 6" x 9' - 7 1/4" rectangular indoor cooler (+35°F) (no floor) Walls Exterior finish: STUCCO GALVALUME — Interior finish: .040 SMOOTH WHITE ALUMINUM Connection to ceiling: CAMLOCK — Connection to floor: 4 1/4" HIGH DENSITY CAMLOCK SCREED — Ceiling caps: MOUNTED 3 section 4" urethane NSF wall panels [LDU400] Exterior finish: 22 GA. STAINLESS STEEL 304 #4 — Interior finish: .040 SMOOTH WHITE ALUMINUM Connection to ceiling: CAMLOCK — Connection to floor: 4 1/4" HIGH DENSITY CAMLOCK SCREED — Ceiling caps: MOUNTED 1 section 4" urethane NSF wall panels [LDU400] Ceilings Exterior finish: METAL — Interior finish: .040 SMOOTH WHITE ALUMINUM 1 section 4" high density urethane NSF ceiling panels (10 #/sf. live load) [HDU400] Doors FRAME: 4" high density urethane door section, 3-sided LEAF: 4" thick, 3-side lap, Magnetic gasket, 2 1/4" black neoprene sweep **LEAF WILL NOT BE RAISED UNLESS SPECIFIED OTHERWISE** HARDWARE: (3) W59 hinge, (1) 27C deadbolt handle, (1) 27C knob ins. Rel., (1) Kason 'PUSH' pad, (1) 1094 closer FINISH: 22 ga. stainless steel 304 #4 (ext.) / .040 smooth white aluminum (int.) / 24 ga. stainless steel 430 (magnetic) liners KICKPLATES: 36" high, .100 aluminum diamond tread (leaf & frame, ext. & int.) w/ 14 ga. hot rolled black steel backing for strip curtain w/ (1) ea. Modularm 75LC multi-monitor temperature alarm w/ IP-1 illuminated push button w/ (1) ea. Vapor proof light fixture base only for E26 LED lamp w/ concealed conduit w/ (1) ea. 14" x 14" non-heated view window w/ Electrical components to be pre-wired 1 ea. 36" x 78" flush model G3 self-closing cooler swing door (RIGHT hinge) Parts (Fixture ships loose for field installation.) 1 ea. 4' LED light fixture #LED-440079 for cooler or freezer application (65W, 120-277V, 0.6-0.3A)w/ 6" strips @ 33.00% overlap 1 ea. Normal temp Chase Doors strip curtain for 36" x 78" net opening 6" x 96" x .080 smooth aluminum 5 ea. IB cove base Fabricated out of .100 aluminum diamond tread Cut and pre-drilled for field installation @ the Exterior of some wall panels 8 lin.ft. 36" high wainscoting Exposed exterior at 10" & 36" A.F.F. (ships loose) 8' - 0" rail, (4) end cap 1 set Boston 2000 vinyl bumper rail assembly (black) (2" x 4") x 96" x 22 ga. stainless steel 304 #4 outside corner vertical closure (2" x 4") x 48" x 22 ga. stainless steel 304 #4 outside corner vertical closure 1 ea. Vertical closure 6" x 96" x 22 ga. stainless steel 304 #4 flat vertical closure 6" x 48" x 22 ga. stainless steel 304 #4 flat vertical closure 1 ea. Vertical closure Please Verify Closure Dimensions and Requirements Estimated Cavity Size = 1' - 6" (18") high x 11' - 2" (134") long 1 set 22 ga. stainless steel 304 #4 removable ceiling closure KEC to verify all dimensions in field to accommodate installation of unit prior to fabrication. | 0.15 | 25293.1 | 25293.1 | 0 | =Net= | 21994 | 0.00 | 0 | 0 |  | 0.0 |  | False | 0
CA-2 | 1 |  | RDT | BEL0100 | EVAPORATOR COIL, +35F | EVAPORATOR COIL, +35F Evaporator coil shall be a pre-engineered and factory assembled unit. Furnish & install unit as shown on plans & per RDT Quote 2927911000. Coil shall be hung flush against the underside of walk-in ceiling and seal perimeter as required by code KEC shall verify location of Air Cooled Remote Condensing Unit specified under Item BH-69 & interconnect with evaporator coil as required Line run shall be verified by KEC KEC shall coordinate with RDT to ensure that system is installed complete with all necessary components and accessories, allowing system to operate at +35°F. Drain line shall be installed for continuous operation |  | 0 | 0 | 0 |  | 0 | 0.00 | 0 | 0 |  | 0.0 |  | False | 0 | Included in Item BH-69
CA-3 | 0 | ea | Food | OPEN NUMBER | OPEN NUMBER |  | 0.15 | 9200 | 0 | 0 | =Net= | 8000 | 0.00 | 0 | 0 |  | 0.0 |  | False | 1
CA-4 | 1 | ea | Metro | MQ18XXG | SHELVING, MOBILE | Each unit to consist of four shelves, four posts, and four casters, two with brakes. Lengths as shown on plan. |  | 0 | 0 | 0 | 50/10 | 0 | 13.20 | 0 | 0 | 70 | 1.11 |  | False | 1
| 4 | ea | Metro | MQ18XXG |  | MetroMax Q™ Shelf, XX"W x 18"D, open grid polymer with Microban® antimicrobial product protection, epoxy coat steel frame, (4) wedge connectors, NSF | 15% | 85.1287 | 340.52 | 164.5 | 50/10 | 74.025 | 13.20 | 0 | 0 | 70 | 1.11 |  | False | 1
| 4 | ea | Metro | MX63UP |  | Polymer trilobal post (compatible with MetroMax i, MetroMax 4, MetroMax Q), 63"H, for use with stem casters, adjusts at 1" increments, corrosion proof construction with built in Microban® antimicrobial product protection | 15% | 35.4487 | 141.8 | 68.5 | 50/10 | 30.825 | 1.80 | 0 | 0 | 70 | 0.11 |  | False | 1
| 2 | ea | Metro | 5MPX |  | Stem Caster, swivel, 5" diameter, 1-1/4" wide face, polyurethane wheel tread, 300 lb. capacity, NSF (donut bumpers included). For use with all MetroMax posts and shelves. | 15% | 40.1063 | 80.22 | 77.5 | 50/10 | 34.875 | 2.25 | 0 | 0 | 70 | 0.07 |  | False | 1
| 2 | ea | Metro | 5MPBX |  | Stem Caster, brake, 5" diameter, 1-1/4" wide face, polyurethane wheel tread, 300 lb. capacity, NSF (donut bumpers included). For use with all MetroMax posts and shelves. | 15% | 44.2463 | 88.5 | 85.5 | 50/10 | 38.475 | 2.50 | 0 | 0 | 70 | 0.07 |  | False | 1
CA-5 | 7 | ea | Channel | 406AC | PAN RACK | Bun Pan Rack, Economy, mobile, 20-1/2"W x 26"D x 64"H, front load, open sides, 3" spacing, capacity (18) 18" x 26" bun pans, welded aluminum construction, 5" swivel casters, NSF, Made in USA (published shipping weight does not reflect 50lb. pallet) | 0.15 | 307.395 | 2151.8 | 594 | 50/10 | 267.3 | 32.00 | 0 | 0 | 300 | 0.0 |  | False | 1
| 7 | st | Channel | /024 |  | Corner Bumpers (set of 4) | 15% | 77.1075 | 539.77 | 149 | 50/10 | 67.05 | 0.25 | 0 | 0 | 300 | 0.0 |  | False | 4
| 7 | st | Channel | /011 |  | Caster Brakes (set of 2) | 15% | 23.805 | 166.67 | 46 | 50/10 | 20.7 | 0.50 | 0 | 0 | 300 | 0.0 |  | False | 2
CA-6 | 1 | ea | Manitowoc | IDT1200A | Ice Maker, Cube-Style | Indigo NXT™ Series Ice Maker, cube-style, air-cooled, self-contained condenser, 30"W x 24-1/2"D x 29-1/2"H, production capacity up to 1196 lb/24 hours 70°/50° (950 lb AHRI certified at 90°/70°), easyTouch display with 13 different language options, date/time stamp display, automatic reminder/alert icon, one touch asset information, automatic detection of accessories, continuous operating status, programmable production options (time, weight, day or night), one touch cleaning with displayed instructions, Alpha-San anti-microbial protection, acoustical ice sensing probe, self-diagnostic technology, DuraTech™ exterior, dice size cubes, R410A refrigerant, NSF, cULus, CE | 0.15 | 17329.35 | 17329.35 | 15069 |  | 15069 | 232.00 | 0 | 0 | 92.5 | 0.0 |  | True | 1
| 1 | ea | Manitowoc | WARRANTY-ICE-SC |  | 3 year parts & labor (Machine), 5 year parts & labor (Evaporator), 5 year parts & 3 years labor (Compressor), standard (nc) |  | 0 | 0 | 0 |  | 0 | 0.00 | 0 | 0 |  | 0.0 |  | True | 1
| 1 | ea |  |  |  | (-261) 208-230v/60/1-ph, 14.2 amps, standard |  | 0 | 0 | 0 |  | 0 | 0.00 | 0 | 0 |  | 0.0 |  | True | 1
| 1 | ea | Manitowoc | IAUCS |  | iAuCS Automatic Cleaning System, accessory for Indigo NXT Cubers iF0300 - iT1900 & QuietQube models iF600C - iF2100C, external mounting, automatically schedules and performs routine de-scaling, assembly does not include cleaner or sanitizer, NSF, cULus (NOT for use with IB models) | 15% | 1338.6 | 1338.6 | 1164 |  | 1164 | 11.00 | 0 | 0 | 92.5 | 0.0 |  | True | 1
| 1 | ea | Manitowoc | WARRANTY-AUCS |  | 3 year parts & labor warranty, standard (nc) |  | 0 | 0 | 0 |  | 0 | 0.00 | 0 | 0 |  | 0.0 |  | True | 1
| 1 | ea |  |  |  | (-261) 208-230v/60/1-ph, 0.1 amps |  | 0 | 0 | 0 |  | 0 | 0.00 | 0 | 0 |  | 0.0 |  | True | 1
CA-7 | 1 | ea | Manitowoc | D970 | Ice Bin for Ice Machines | Ice Bin, 48"W x 34"D x 50"H, with side-hinged front-opening door, side grips, 882 lbs. application capacity, AHRI certified 29.7 cu. ft., for top-mounted ice maker, Duratech exterior, NSF | 0.15 | 5384.3 | 5384.3 | 4682 |  | 4682 | 150.00 | 0 | 0 | 92.5 | 0.0 |  | False | 1
| 1 | ea | Manitowoc | WARRANTY-BIN/DISP |  | 3 year parts & labor warranty, standard (nc) |  | 0 | 0 | 0 |  | 0 | 0.00 | 0 | 0 |  | 0.0 |  | False | 1
| 1 | ea |  |  |  | Legs, 6" adjustable stainless steel, standard |  | 0 | 0 | 0 |  | 0 | 0.00 | 0 | 0 |  | 0.0 |  | False | 1
| 1 | ea | Manitowoc | K00463 |  | Ice Scoop, 85 oz (5.3 lbs.) capacity, thumb & knuckle guard, rubber handle, internal or external bin mounting (compatible with D Bins), cast aluminum, NSF | 15% | 204.7 | 204.7 | 178 |  | 178 | 0.00 | 0 | 0 |  | 0.0 |  | False | 1
CA-8 | 1 | ea | Everpure | EV932421 | Water Filtration System, for Ice Machines | Insurice® Water Filtration System, Insurice® Single PF-i2000², Single, (1) EC210 Prefilter, (1) i2000² Micro-Pure® II Precoat primary filtration cartridge, reduces chlorine, taste & odor, inhibits scale, outlet pressure gauge, flushing valve, 9,000 gallons, 1.67 gpm, 0.5 micron, 3/4" inlet, 3/8" outlet, NSF 42 & 53 (EV932421) | 0.15 | 491.05 | 491.05 | 854 | 50 | 427 | 20.00 | 0 | 0 | 70 | 0.0 |  | False | 1
| 1 | ea | Everpure | EV961222 |  | i2000² Water Filter Cartridge, i2000² Cartridge, (1) i2000² cartridge, reduces cysts, chlorine, taste & odor, inhibits scale, 9,000 gallons, 1.67 gpm, 0.5 micron, NSF 42 & 53 (EV961222) | 15% | 107.6975 | 107.7 | 187.3 | 50 | 93.65 | 2.00 | 0 | 0 | 70 | 0.0 |  | False | 1
| 1 | ea | Everpure | EV961726 |  | 4CB5-S Water Filter Cartridge, 4CB5-S Cartridge, (6) 4CB5-S cartridges, reduces scale, chlorine, taste & odor, 6,000 gallons, 1.67 gpm, 5.0 micron, NSF 42 (EV961726) | 15% | 81.535 | 81.54 | 141.8 | 50 | 70.9 | 2.17 | 0 | 0 | 70 | 0.0 |  | False | 6
CA-9 | 2 | ea | Carter-Hoffmann (Middleby) | T543 | Queen Mary | Queen Mary China & Silver Transporter, open design, three shelves, shelf size 27" x 54", aluminum tubular frame, push handle, shelf clearance 23", 2 swivel, 2 rigid 8" casters, aluminum | 0.15 | 3244.15 | 6488.3 | 5642 | 50 | 2821 | 201.00 | 0 | 0 | 125 | 0.0 |  | False | 1
| 2 |  |  |  |  | 1 Year parts & labor warranty, standard |  | 0 | 0 | 0 |  | 0 | 0.00 | 0 | 0 |  | 0.0 |  | False | 1
CA-10 | 0 | ea | Food | OPEN NUMBER | OPEN NUMBER |  |  | 0 | 0 | 0 |  | 0 | 0.00 | 0 | 0 |  | 0.0 |  | False | 1
CA-11 | 0 | ea | Food | OPEN NUMBER | OPEN NUMBER |  |  | 0 | 0 | 0 |  | 0 | 0.00 | 0 | 0 |  | 0.0 |  | False | 1
CA-12 | 3 | ea | Carter-Hoffmann (Middleby) | BB120X | Heated Banquet Cart | Classic Carter™ Banquet Cabinet, mobile, insulated, single door for pre-plated food, (144) covered plates up to 12" diameter, thermostatically controlled heat unit, without plate carriers, stainless steel construction, cUL, UL EPH | 0.15 | 8685.95 | 26057.85 | 15106 | 50 | 7553 | 505.00 | 0 | 0 | 100 | 0.0 |  | False | 1
| 3 |  |  |  |  | 1 Year parts & labor warranty, standard |  | 0 | 0 | 0 |  | 0 | 0.00 | 0 | 0 |  | 0.0 |  | False | 1
| 3 |  |  |  |  | 120v/60/1-ph, 1650 watts, 13.7 amps, 10 ft. rubber cord with NEMA 5-15P, standard |  | 0 | 0 | 0 |  | 0 | 0.00 | 0 | 0 |  | 0.0 |  | False | 1
| 3 |  |  |  |  | Standard package |  | 0 | 0 | 0 |  | 0 | 0.00 | 0 | 0 |  | 0.0 |  | False | 1
| 3 |  |  |  |  | 6" polyurethane casters, set of 4, standard |  | 0 | 0 | 0 |  | 0 | 0.00 | 0 | 0 |  | 0.0 |  | False | 1
CA-13 | 1 | ea | True Mfg. - General Foodservice | STA1RRI89-1S | Roll-in Refrigerator | SPEC SERIES® Refrigerator, roll-in, 89"H, one-section, (1) stainless steel door with lock, cam-lift hinges, digital temperature control, incandescent interior lighting, stainless steel ramp, stainless steel front & sides, aluminum interior, 1/3 HP, 115v/60/1-ph, 8.9 amps, NEMA 5-15P, (accommodates 27"W x 29"D x 72"H cart, NOT included), cULus, UL EPH Classified, Made in USA | 0.15 | 12685.4775 | 12685.48 | 24513 | 50/10 | 11030.85 | 435.00 | 0 | 0 | 150 | 99.00000 |  | False | 1
| 1 |  |  |  |  | Warranty - 3 year parts & labor, please visit www.Truemfg.com for specifics |  | 0 | 0 | 0 |  | 0 | 0.00 | 0 | 0 |  | 0.0 |  | False | 1
| 1 |  |  |  |  | Warranty - 5 year compressor (self-contained only), please visit www.Truemfg.com for specifics |  | 0 | 0 | 0 |  | 0 | 0.00 | 0 | 0 |  | 0.0 |  | False | 1
| 1 |  |  |  |  | Door hinged right standard |  | 0 | 0 | 0 |  | 0 | 0.00 | 0 | 0 |  | 0.0 |  | False | 1
CA-14 | 1 | ea | Food | ADV EK-SS-3012 | BEVERAGE COUNTER W/SINK - 12' | Advance Tabco Model Custom (EK-SS-3012) Beverage Counter, 30" x 144" L, with TA-11J, 14"x16"x12" deep sink on as shown on Plan, 14 ga 304 type s/s top, 5" back splash, enclosed s/s base with bottom & intermediate undershelves, s/s legs Accessories: 1 ea Model TA-36A (6) hinged doors 1 ea Model TA-34A, 23-1/4" x 23-1/4" top cut out for Cornelius Drop In (supplied by others) 1 ea Model TA-42 Interior partition 2 ea Model TA-93 Wall clips 1 ea Model US-30-24 & TA-94 16 ga. 304 s/s midshelf 1 ea Model TA-94 16 ga. 304 s/s undershelf 1 ea Model TA-12 Countertop edge on Front and right side 1 ea Model TA-31 5" side splash, (left side) 1 ea Model TA-95 16 ga. 304 s/s 1-58 s/s legs & gussets (per leg) 1 ea 1" adjustable s/s bullet feet (per feet) 1 ea Model K-50OMIT To Delete Faucet 1 ea Model K-15 Drain, lever operated with built in overflow, 2" IPS 1 ea Model K-4 Support Bracket, for lever drains on sinks 1 ea Punch 1-1/8" holes for T&S B-0227-CR-WS faucet 1 ea T & S Brass Model B-0227-CR-WS Deck Mixing Faucet, with swing nozzle, 8" swing nozzle, 4" centers on deck faucet with 1/2" IPS eccentric flanged female inlets, lever handles KEC to provide shop drawing for approval KEC to coordinate counter top cutout for soda & Ice Dispenser, Item _____ with vendor |  | 0 | 0 | 0 | 50 | 0 | 0.00 | 0 | 0 |  | 0.0 |  | False | 1
CA-15 | 2 | ea | Advance Tabco | WS-12-48-16 | Shelving, Wall Mounted | Shelf, wall-mounted, 48"W x 12"D, 1-5/8" bullnose front edge, 1-1/2"H rear up-turn, 16/304 satin finish stainless steel, NSF | 0.15 | 292.905 | 585.82 | 566 | 50/10 | 254.7 | 14.00 | 0 | 0 | 100 | 5.00000 |  | False | 1
CA-16 | 1 | ea | T&S Brass | B-0133-CR-BVB-A | Pre-Rinse Faucet Assembly | EasyInstall Filler Unit, 8" wall mount, cerama cartridges with check valves, lever handles, 44" flexible stainless steel hose, 2.2 GPM, wall bracket, low lead, spray valve, vacuum breaker, 1/2" NPT, NSF | 0.15 | 464.025 | 464.03 | 807 | 50 | 403.5 | 12.85 | 0 | 0 | 77.5 | 0.0 |  | False | 1
CA-17 | 1 | ea | Curtis | URN-1000-20 | Coffee Brewer Urn | NIKEC, BY VENDOR |  | 0 | 0 | 0 |  | 0 | 146.00 | 0 | 0 | 100 | 23.74000 |  | False | 1 | NIKEC, BY VENDOR
| 1 |  |  |  |  | 2 year warranty against leakage or burnout |  | 0 | 0 | 0 | =Net= | 0 | 0.00 | 0 | 0 |  | 0.0 |  | False | 1
| 1 |  |  |  |  | Other voltages available (contact factory for price) |  | 0 | 0 | 0 | =Net= | 0 | 0.00 | 0 | 0 |  | 0.0 |  | False | 1
| 1 |  |  |  |  | Electric heated, standard |  | 0 | 0 | 0 | =Net= | 0 | 0.00 | 0 | 0 |  | 0.0 |  | False | 1
| 1 | ea |  |  |  | Due to consistent increases in tariff charges, effective November 1, 2019, our tariff recovery fees will increase slightly on most equipment. |  | 0 | 0 | 0 | =Net= | 0 | 0.00 | 0 | 0 |  | 0.0 |  | False | 1
CA-18 | 1 | ea | Everpure | QC7I TWIN 4FC5-S | Water Filtration System, for Coffee Brewers | QC7I Water Filtration System, QC7I Twin 4FC5-S, (2) 4FC5-S Fibredyne® carbon block cartridges, reduces sediment, chlorine, taste & odor, inhibits scale, 30,000 gallons capacity, 5.0 gpm flow rate, 5 micron, inlet water shut-off valve, outlet pressure gauge, flush valve, 3/4" inlet/outlet connections, NSF 42, (EV920262) | 0.15 | 481.275 | 481.28 | 837 | 50 | 418.5 | 8.00 | 0 | 0 | 70 | 0.0 |  | False | 1
| 2 | ea | Everpure | EV969331 |  | Replacement Cartridge: 4FC5-S Water Filter Cartridge, 4FC5-S, (1) 4FC5-S Fibredyne® II submicron carbon block cartridge, reduces chlorine, taste & odors, inhibits bacterial growth & scale, 15,000 gallons, 2.5 gpm, 5 micron, NSF 42 (EV969331) | 15% | 264.5 | 529 | 230 | =Net= | 230 | 2.00 | 0 | 0 | 70 | 0.0 |  | False | 1
CA-19 | 1 | ea | BUNN | 41400.0002 | TEA BREWER | NIKEC, BY VENDOR |  | 0 | 0 | 0 |  | 0 | 44.61 | 0 | 0 | 92.5 | 8.80000 |  | False | 1 | NIKEC, BY VENDOR
| 1 |  |  |  |  | Equipment discount category net prices must be rounded to the nearest dollar |  | 0 | 0 | 0 |  | 0 | 0.00 | 0 | 0 |  | 0.0 |  | False | 1 | NIKEC, BY VENDOR
| 2 | ea | BUNN | 39600.0001 |  | 39600.0001 TDO-N-3.5 Narrow Iced Beverage Dispenser, 3.5 gallon capacity, sump dispense valve, front-back handles, 8" cup clearance, for use with BUNN TB-3, TB-3Q and ITCB brewers with 29" trunk height, NSF |  | 0 | 0 | 0 | =Net= | 0 | 10.15 | 0 | 0 | 150 | 1.44400 |  | False | 1
CA-20 | 1 | ea | Advance Tabco | 7-PS-80 | HAND SINK WITH SOAP & TOWEL DISPENSER | Hand Sink, wall mounted, 14" wide x 10" front-to-back x 5" deep bowl, 20 gauge 304 stainless steel, splash mounted faucet, lever drain with overflow, P-trap, soap & towel dispenser, wall bracket, NSF, cCSAus | 0.15 | 1188.18 | 1188.18 | 2296 | 50/10 | 1033.2 | 32.00 | 0 | 0 | 100 | 10.00000 |  | False | 1
| 1 | ea | Advance Tabco | K-08 |  | Low-flow aerator 0.5gpm, fits 55/64-27 male or 15/16-27 female thread on spout, conforms to California AB 1953 | 15% | 25.875 | 25.88 | 50 | 50/10 | 22.5 | 1.00 | 0 | 0 | 77.5 | 0.0 |  | False | 1
CA-21 | 1 | ea | Rubbermaid | 2026695 | 13 GAL WASTE CONTAINER | NIKEC, BY OWNER/OPERATOR |  | 0 | 0 | 0 |  | 0 | 7.68 | 0 | 0 | 125 | 0.0 |  | False | 4 | NIKEC, BY OWNER/OPERATOR
CA-22 | 1 | ea | Advance Tabco | CB-SS-366 | Work Table, Cabinet Base Sliding Doors | Work Table, 72"W x 36"D, cabinet base with sliding doors, 14 gauge 304 stainless steel top, stainless steel legs with adjustable hex feet, NSF | 0.15 | 3781.3725 | 3781.37 | 7307 | 50/10 | 3288.15 | 315.00 | 0 | 0 | 200 | 77.00000 |  | False | 1
| 1 | ft | Advance Tabco | TA-55 |  | Remove back panel, on enclosed base |  | 0 | 0 | 0 |  | 0 | 0.00 | 0 | 0 | 125 | 0.0 |  | False | 1
CA-23 | 1 | ea | Metro | MQ18XXG | SHELVING, STATIONARY | Each unit to consist of five shelves and four posts. Lengths as shown on plan. |  | 74.025 | 74.03 | 164.5 | 50/10 | 74.025 | 13.20 | 0 | 0 | 70 | 1.11 |  | False | 1
| 4 | ea | Metro | MX86P |  | Quick Ship - Polymer trilobal post (compatible with MetroMax® i, MetroMax® 4, MetroMax® Q), 86-3/16"H, for stationary use or with a dolly, adjustable leveling foot, grooved on 1" increments, corrosion proof all polymer construction with built in Microban® antimicrobial product protection | 15% | 43.9875 | 175.96 | 85 | 50/10 | 38.25 | 2.50 | 0 | 0 | 70 | 0.15000 |  | False | 1
| 3 | ea | Metro | MQ18XXG |  | MetroMax Q™ Shelf, XX"W x 18"D, open grid polymer with Microban® antimicrobial product protection, epoxy coat steel frame, (4) wedge connectors, NSF | 15% | 85.1287 | 255.39 | 164.5 | 50/10 | 74.025 | 13.20 | 0 | 0 | 70 | 1.11 |  | False | 1
CA-24 | 1 | ea | Rubbermaid | FG354060GRAY | 23 GAL WASTE CONTAINER | Slim Jim® Container, 23 gallon, 22"W x 11"D x 30"H, with venting channels, molded-in handles, general purpose waste, open type without lid, high-impact plastic construction, gray |  | 0 | 0 | 0 |  | 0 | 8.24 | 0 | 0 | 150 | 0.0 |  | False | 4 | NIKEC, BY OWNER/OPERATOR
CA-25 | 1 | ea | Advance Tabco | FTG-1248 | Floor Trough | Floor Trough, 48"W x 12"D x 4" deep, 14 gauge 304 stainless steel, includes stainless steel subway grating constructed from 3/16" x 1" bars, removable stainless steel strainer basket, 4" O.D. waste pipe 3"L, pitched towards waste, NSF | 0.15 | 2367.045 | 2367.05 | 4574 | 50/10 | 2058.3 | 86.00 | 0 | 0 | 70 | 6.00000 |  | True | 1